## TITLE PAGE
Water Resources Planning Tables 2019
v11 - August 2016
All queries on the content of this workbook should be sent to:
water-company-plan@environment-agency.gov.uk
Water resource zone information
Company: |  | Albion Water
Resource Zone Name: |  | Upper Rissington |  |  |  |  | Data validation: Cell D20
Resource Zone Number: |  | 1 |  |  |  |  | Dry Year Annual Average
Planning Scenario Name: |  | Dry Year Annual Average | DYAA | Normal Year Annual Average |  |  | Dry Year Critical Period
Chosen Level of Service: |  | See WRMP document |  |  |  |  | Dry Year Annual Average - benchmarking data
Base Year: |  | 2017/18 |  |  |  |  | Dry Year Critical Period - benchmarking data
Responsible Officer: |  | Luke de Vial | Signed: | Luke de Vial | Dated: | 2017-11-30
Version: |  | 1 |  | [Digital signature is acceptable]
Key to cells
Clear cells - indicate an input is required
Yellow shaded cells - indicates a formula.
Blue shaded cells - indicate base year data.
Light grey shaded cells - indicate preceding years.
Dark grey cells - indicate that no data entry is required.
Worksheet |  | Content
WRZ summary |  | Supply-Demand Balance and components
1. BL Licences |  | Baseline water resources
2. BL Supply |  | Baseline water supplies
3. BL Demand |  | Baseline demand
4. BL SDB |  | Baseline supply demand balance
5. Feasible options |  | Fixed and Variable costs, Net Present Value, AIC and AISC of all feasible options - confidential
6. Preferred options |  | High level costs of preferred options (Dry Year) - publicly available
7. FP Supply |  | Final Planning water supplies (impact of Scenario options)
8. FP Demand |  | Final Planning demand (impact of Scenario options)
9. FP SDB |  | Final Planning supply demand balance
10. Drought plan links |  | Drought plan links
11. Drought plan links graph |  | Drought plan links graph

## WRZ summary
Summary graphs of water resources planning tables data
DERIVATION | DESCRIPTION | UNITS | #REF! | For info 2017-18 | For info 2018-19 | For info 2019-20 | 2020-21 | 2021-22 | 2022-23 | 2023-24 | 2024-25 | 2025-26 | 2026-27 | 2027-28 | 2028-29 | 2029-2030 | 2030-2031 | 2031-2032 | 2032-33 | 2033-34 | 2034-35 | 2035-36 | 2036-37 | 2037-38 | 2038-39 | 2039-40 | 2040-41 | 2040-42 | 2040-43 | 2040-44 | 2040-45
SUPPLY
13BL | Total water available for use | Ml/d | 0.307 | 0.307 | 0.307 | 0.307 | 0.307 | 0.307 | 0.307 | 0.307 | 0.307 | 0.307 | 0.307 | 0.307 | 0.307 | 0.307 | 0.307 | 0.307 | 0.307 | 0.307 | 0.307 | 0.307 | 0.307 | 0.307 | 0.307 | 0.307 | 0.307 | 0.307 | 0.307 | 0.307 | 0.307
13FP | Total water available for use | Ml/d | 0.307 | 0 | 0 | 0 | 0.307 | 0.307 | 0.307 | 0.307 | 0.307 | 0.307 | 0.307 | 0.307 | 0.307 | 0.307 | 0.307 | 0.307 | 0.307 | 0.307 | 0.307 | 0.307 | 0.307 | 0.307 | 0.307 | 0.307 | 0.307 | 0.307 | 0.307 | 0.307 | 0.307
| DEMAND |  | 0
26BL | Unmeasured household consumption | Ml/d | 0.11925 | 0.11925 | 0.11925 | 0.11925 | 0.11925 | 0.11925 | 0.11925 | 0.11925 | 0.11925 | 0.11925 | 0.11925 | 0.11925 | 0.11925 | 0.11925 | 0.11925 | 0.11925 | 0.11925 | 0.11925 | 0.11925 | 0.11925 | 0.11925 | 0.11925 | 0.11925 | 0.11925 | 0.11925 | 0.11925 | 0.11925 | 0.11925 | 0.11925
26FP | Unmeasured household consumption | Ml/d | 0.11925 | 0.11925 | 0.11925 | 0.11925 | 0.11925 | 0.11925 | 0.11925 | 0.11925 | 0.11925 | 0.11925 | 0.11925 | 0.11925 | 0.11925 | 0.11925 | 0.11925 | 0.11925 | 0.11925 | 0.11925 | 0.11925 | 0.11925 | 0.11925 | 0.11925 | 0.11925 | 0.11925 | 0.11925 | 0.11925 | 0.11925 | 0.11925 | 0.11925
25BL | Measured household consumption | Ml/d | 0.10709 | 0.10709 | 0.1199 | 0.094614 | 0.094614 | 0.094614 | 0.094614 | 0.094614 | 0.094614 | 0.094614 | 0.094614 | 0.094614 | 0.094614 | 0.094614 | 0.094614 | 0.094614 | 0.094614 | 0.094614 | 0.094614 | 0.094614 | 0.094614 | 0.094614 | 0.094614 | 0.094614 | 0.094614 | 0.094614 | 0.094614 | 0.094614 | 0.094614
25FP | Measured household consumption | Ml/d | 0.10709 | 0.10709 | 0.1199 | 0.094614 | 0.094614 | 0.094614 | 0.094614 | 0.094614 | 0.094614 | 0.094614 | 0.094614 | 0.094614 | 0.094614 | 0.094614 | 0.094614 | 0.094614 | 0.094614 | 0.094614 | 0.094614 | 0.094614 | 0.094614 | 0.094614 | 0.094614 | 0.094614 | 0.094614 | 0.094614 | 0.094614 | 0.094614 | 0.094614
23BL+24BL | Non-household consumption | Ml/d | 0 | 0.002043 | 0.0025537 | 0.0031921 | 0.0031921 | 0.0031921 | 0.0031921 | 0.0031921 | 0.0031921 | 0.0031921 | 0.0031921 | 0.0031921 | 0.0031921 | 0.0031921 | 0.0031921 | 0.0031921 | 0.0031921 | 0.0031921 | 0.0031921 | 0.0031921 | 0.0031921 | 0.0031921 | 0.0031921 | 0.0031921 | 0.0031921 | 0.0031921 | 0.0031921 | 0.0031921 | 0.0031921
23FP+24FP | Non-household consumption | Ml/d | 0 | 0.002043 | 0.0025537 | 0.0031921 | 0.0031921 | 0.0031921 | 0.0031921 | 0.0031921 | 0.0031921 | 0.0031921 | 0.0031921 | 0.0031921 | 0.0031921 | 0.0031921 | 0.0031921 | 0.0031921 | 0.0031921 | 0.0031921 | 0.0031921 | 0.0031921 | 0.0031921 | 0.0031921 | 0.0031921 | 0.0031921 | 0.0031921 | 0.0031921 | 0.0031921 | 0.0031921 | 0.0031921
40BL | Total leakage | Ml/d | 0.01 | 0.01 | 0.01 | 0.010759 | 0.01132 | 0.010632 | 0.010632 | 0.010632 | 0.010632 | 0.010632 | 0.010632 | 0.010632 | 0.010632 | 0.010632 | 0.010632 | 0.010632 | 0.010632 | 0.010632 | 0.010632 | 0.010632 | 0.010632 | 0.010632 | 0.010632 | 0.010632 | 0.010632 | 0.010632 | 0.010632 | 0.010632 | 0.010632
40FP | Total leakage | Ml/d | 0.01 | 0.01 | 0.01 | 0.010759 | 0.01132 | 0.010632 | 0.010632 | 0.010632 | 0.010632 | 0.010632 | 0.010632 | 0.010632 | 0.010632 | 0.010632 | 0.010632 | 0.010632 | 0.010632 | 0.010632 | 0.010632 | 0.010632 | 0.010632 | 0.010632 | 0.010632 | 0.010632 | 0.010632 | 0.010632 | 0.010632 | 0.010632 | 0.010632
11BL-(23BL:26BL)-40BL | Other components of demand | Ml/d | 0.033 | 0.033 | 0.0165 | 0.0165 | 0.0165 | 0 | 0 | 0 | 0 | 0 | 0 | 0 | 0 | 0 | 0 | 0 | 0 | 0 | 0 | 0 | 0 | 0 | 0 | 0 | 0 | 0 | 0 | 0 | 0
11FP-(23FP:26FP)-40FP | Other components of demand | Ml/d | 0.033 | 0.033 | 0.0165 | 0.0165 | 0.0165 | 0 | 0 | 0 | 0 | 0 | 0 | 0 | 0 | 0 | 0 | 0 | 0 | 0 | 0 | 0 | 0 | 0 | 0 | 0 | 0 | 0 | 0 | 0 | 0
| Total demand + target headroom (baseline) | Ml/d | 0.26934 | 0.29852 | 0.29503 | 0.26875 | 0.26937 | 0.25046 | 0.25046 | 0.25046 | 0.25046 | 0.25046 | 0.25046 | 0.25046 | 0.25046 | 0.25046 | 0.25046 | 0.25046 | 0.25046 | 0.25046 | 0.25046 | 0.25046 | 0.25046 | 0.25046 | 0.25046 | 0.25046 | 0.25046 | 0.25046 | 0.25046 | 0.25046 | 0.25046
| Total demand + target headroom (final plan) | Ml/d | 0.26934 | 0.27139 | 0.26821 | 0.24432 | 0.24488 | 0.22769 | 0.22769 | 0.22769 | 0.22769 | 0.22769 | 0.22769 | 0.22769 | 0.22769 | 0.22769 | 0.22769 | 0.22769 | 0.22769 | 0.22769 | 0.22769 | 0.22769 | 0.22769 | 0.22769 | 0.22769 | 0.22769 | 0.22769 | 0.22769 | 0.22769 | 0.22769 | 0.22769
SUPPLY-DEMAND BALANCE
16BL | Target headroom | Ml/d | 0 | 0.027139 | 0.026821 | 0.024432 | 0.024488 | 0.022769 | 0.022769 | 0.022769 | 0.022769 | 0.022769 | 0.022769 | 0.022769 | 0.022769 | 0.022769 | 0.022769 | 0.022769 | 0.022769 | 0.022769 | 0.022769 | 0.022769 | 0.022769 | 0.022769 | 0.022769 | 0.022769 | 0.022769 | 0.022769 | 0.022769 | 0.022769 | 0.022769
16FP | Target headroom | Ml/d | 0 | 0 | 0 | 0 | 0 | 0 | 0 | 0 | 0 | 0 | 0 | 0 | 0 | 0 | 0 | 0 | 0 | 0 | 0 | 0 | 0 | 0 | 0 | 0 | 0 | 0 | 0 | 0 | 0
17BL | Available headroom | Ml/d | 0.037657 | 0.035614 | 0.038787 | 0.062681 | 0.06212 | 0.079307 | 0.079307 | 0.079307 | 0.079307 | 0.079307 | 0.079307 | 0.079307 | 0.079307 | 0.079307 | 0.079307 | 0.079307 | 0.079307 | 0.079307 | 0.079307 | 0.079307 | 0.079307 | 0.079307 | 0.079307 | 0.079307 | 0.079307 | 0.079307 | 0.079307 | 0.079307 | 0.079307
17FP | Available headroom | Ml/d | 0.037657 | 0 | 0 | 0 | 0.06212 | 0.079307 | 0.079307 | 0.079307 | 0.079307 | 0.079307 | 0.079307 | 0.079307 | 0.079307 | 0.079307 | 0.079307 | 0.079307 | 0.079307 | 0.079307 | 0.079307 | 0.079307 | 0.079307 | 0.079307 | 0.079307 | 0.079307 | 0.079307 | 0.079307 | 0.079307 | 0.079307 | 0.079307
Baseline Supply-Demand Balance:
|  | 2020-21 | 2021-22 | 2022-23 | 2023-24 | 2024-25 | 2025-26 | 2026-27 | 2027-28 | 2028-29 | 2029-2030 | 2030-2031 | 2031-2032 | 2032-33 | 2033-34 | 2034-35 | 2035-36 | 2036-37 | 2037-38 | 2038-39 | 2039-40 | 2040-41 | 2040-42 | 2040-43 | 2040-44 | 2040-45
| SDB (Ml/d) | 0.037632 | 0.056538 | 0.056538 | 0.056538 | 0.056538 | 0.056538 | 0.056538 | 0.056538 | 0.056538 | 0.056538 | 0.056538 | 0.056538 | 0.056538 | 0.056538 | 0.056538 | 0.056538 | 0.056538 | 0.056538 | 0.056538 | 0.056538 | 0.056538 | 0.056538 | 0.056538 | 0.056538 | 0.056538
Final Planning Supply-Demand Balance:
|  | 2020-21 | 2021-22 | 2022-23 | 2023-24 | 2024-25 | 2025-26 | 2026-27 | 2027-28 | 2028-29 | 2029-2030 | 2030-2031 | 2031-2032 | 2032-33 | 2033-34 | 2034-35 | 2035-36 | 2036-37 | 2037-38 | 2038-39 | 2039-40 | 2040-41 | 2040-42 | 2040-43 | 2040-44 | 2040-45
| SDB (Ml/d) | 0.06212 | 0.079307 | 0.079307 | 0.079307 | 0.079307 | 0.079307 | 0.079307 | 0.079307 | 0.079307 | 0.079307 | 0.079307 | 0.079307 | 0.079307 | 0.079307 | 0.079307 | 0.079307 | 0.079307 | 0.079307 | 0.079307 | 0.079307 | 0.079307 | 0.079307 | 0.079307 | 0.079307 | 0.079307
| Company: | 2026-27: Albion Water
| Resource Zone Name | 2026-27: Upper Rissington
Resource Zone Number: | bar: 2026-27
| Planning Scenario Name: | 2026-27: Dry Year Annual Average
| Chosen Level of Service: | 2026-27: See WRMP document

## 1. BL Licences
Table 1: Baseline licences |  |  |  |  | deployable output (Ml/d)
Row ref | Derivation | Licence number | Source name | Source type | Deployable output (Ml/d) | Annual licensed quantity (Ml/d) | Constraints on deployable output
All individual licences:
0.1BL | Sum (0.1BL+...) | - | - | - | 0 | 0 | -
- | Input
Input
0.2BL | Sum (0.2BL+...) | - | Total | - | 0 | - | -
- | - | Group #: | [Enter name of group] | - | 0 | - | -
- | Input
- | Input
- | Input
- | Input
- | Input
Unused licences: | Derivation | Licence number | Source name | Source type | DYAA deployable output (Ml/d) | Annual licensed quantity (Ml/d) | Reason licence is unused
0.3BL | Sum (0.3BL+...) | - | - | - | 0 | 0 | -
Input
- | Input
New licences (within current AMP): | Derivation | Licence number | Source name | Source type | DYAA deployable output (Ml/d) | Annual licensed quantity (Ml/d) | Status of licence
0.4BL | Sum (0.4BL+...) | - | - | - | 0 | 0 | -
Input
- | Input
- | - | - | - | - | - | - | -
Company: |  | Albion Water
Resource Zone Name: |  | Upper Rissington
Resource Zone Number: |  | 1
Planning Scenario Name: |  | Dry Year Annual Average
Chosen Level of Service: |  | See WRMP document
README
Albion Water does not have any abstraction licences or sources. The non potable yield is driven by demand.
Note on C3: Please list only individual licences (i.e. not used in conjunctive use systems).
Note on B8: If additional lines are required please insert into middle of group to ensure automatic calculations pick up all data.
Note on B17: If additional lines are required please insert into middle of group to ensure automatic calculations pick up all data. DO NOT DELETE DEFAULT INPUT ROWS - If unrequired leave blank.
Note on J18: Please state if a licence has been applied for, approved, granted, awaiting mobilisation, or other specified status.
Note on C30: Do not delete default inserted input lines. These are required to generate the autosum of all additional rows added. Additional rows which the user enters can be deleted.

## 2. BL Supply
Table 2: Baseline supply
| Row ref | Component | Derivation | Unit | decimal places | 2017/18 | For info 2017-18 | For info 2018-19 | For info 2019-20 | 2020-21 | 2021-22 | 2022-23 | 2023-24 | 2024-25 | 2025-26 | 2026-27 | 2027-28 | 2028-29 | 2029-2030 | 2030-2031 | 2031-2032 | 2032-33 | 2033-34 | 2034-35 | 2035-36 | 2036-37 | 2037-38 | 2038-39 | 2039-40 | 2040-41 | 2040-42 | 2040-43 | 2040-44 | 2040-45
| 1BL | Raw water abstracted | Input | Ml/d | 2 | 0 | 0 | 0 | 0 | 0 | 0 | 0 | 0 | 0 | 0 | 0 | 0 | 0 | 0 | 0 | 0 | 0 | 0 | 0 | 0 | 0 | 0 | 0 | 0 | 0 | 0 | 0 | 0 | 0 | 0.038108
Resources | 2BL | Total raw water imported | sum(2.1BL+2.2BL+2.3BL...) | Ml/d | 2 | 0 | 0 | 0 | 0.038108 | 0.038108 | 0.038108 | 0.038108 | 0.038108 | 0.038108 | 0.038108 | 0.038108 | 0.038108 | 0.038108 | 0.038108 | 0.038108 | 0.038108 | 0.038108 | 0.038108 | 0.038108 | 0.038108 | 0.038108 | 0.038108 | 0.038108 | 0.038108 | 0.038108 | 0.038108 | 0.038108 | 0.038108 | 0.038108
| 2.1BL+ | Raw water imported from: Green Water Plant | Input | Ml/d | 2 | 0 | 0 | 0 | 0.038108 | 0.038108 | 0.038108 | 0.038108 | 0.038108 | 0.038108 | 0.038108 | 0.038108 | 0.038108 | 0.038108 | 0.038108 | 0.038108 | 0.038108 | 0.038108 | 0.038108 | 0.038108 | 0.038108 | 0.038108 | 0.038108 | 0.038108 | 0.038108 | 0.038108 | 0.038108 | 0.038108 | 0.038108 | 0.038108 | 0.038108
| - | - | - | - | 2 |  | - | - | - | bar: 2021-22 to 2040-45
| 3BL | Total potable water imported | sum(3.1BL+3.2BL+3.3BL...) | Ml/d | 2 | 0.307 | 0.307 | 0.307 | 0.307 | 0.307 | 0.307 | 0.307 | 0.307 | 0.307 | 0.307 | 0.307 | 0.307 | 0.307 | 0.307 | 0.307 | 0.307 | 0.307 | 0.307 | 0.307 | 0.307 | 0.307 | 0.307 | 0.307 | 0.307 | 0.307 | 0.307 | 0.307 | 0.307 | 0.307
| 3.1BL+ | Potable water imported from: Thames Water (contracted volume) | Input | Ml/d | 2 | 0.307 | 0.307 | 0.307 | 0.307 | 0.307 | 0.307 | 0.307 | 0.307 | 0.307 | 0.307 | 0.307 | 0.307 | 0.307 | 0.307 | 0.307 | 0.307 | 0.307 | 0.307 | 0.307 | 0.307 | 0.307 | 0.307 | 0.307 | 0.307 | 0.307 | 0.307 | 0.307 | 0.307 | 0.307 | 0.22769
| - | - | - | - | 2 | - | - | - | - | bar: 2020-21 to 2040-45
| 5BL | Total raw water exported (raw exports and non potable uses) | sum(5.1BL+5.2BL+...) | Ml/d | 2 | 0 | 0 | 0 | 0.038108 | 0.038108 | 0.038108 | 0.038108 | 0.038108 | 0.038108 | 0.038108 | 0.038108 | 0.038108 | 0.038108 | 0.038108 | 0.038108 | 0.038108 | 0.038108 | 0.038108 | 0.038108 | 0.038108 | 0.038108 | 0.038108 | 0.038108 | 0.038108 | 0.038108 | 0.038108 | 0.038108 | 0.038108 | 0.038108
| 5.1BL | Non potable water supplied to: customers | Input | Ml/d | 2 | 0 | 0 | 0 | 0.038108 | 0.038108 | 0.038108 | 0.038108 | 0.038108 | 0.038108 | 0.038108 | 0.038108 | 0.038108 | 0.038108 | 0.038108 | 0.038108 | 0.038108 | 0.038108 | 0.038108 | 0.038108 | 0.038108 | 0.038108 | 0.038108 | 0.038108 | 0.038108 | 0.038108 | 0.038108 | 0.038108 | 0.038108 | 0.038108 | 0.033783
| 5.2BL+ | Raw water export to: None | Input | Ml/d | 2 | 0 | 0 | 0 | 0 | 0 | 0 | 0 | 0 | 0 | 0 | 0 | 0 | 0 | 0 | 0 | 0 | 0 | 0 | 0 | 0 | 0 | 0 | 0 | 0 | 0 | 0 | 0 | 0 | 0
| - |  | - | - | 2 | - | - | - | - | bar: 2020-21 to 2040-45
| 6BL | Total potable water exported | sum(6.1BL+6.2BL+6.3BL...) | Ml/d | 2 | 0 | 0 | 0 | 0 | 0 | 0 | 0 | 0 | 0 | 0 | 0 | 0 | 0 | 0 | 0 | 0 | 0 | 0 | 0 | 0 | 0 | 0 | 0 | 0 | 0 | 0 | 0 | 0 | 0
| 6.1BL+ | Potable water export to: None | Input | Ml/d | 2 | 0 | 0 | 0 | 0 | 0 | 0 | 0 | 0 | 0 | 0 | 0 | 0 | 0 | 0 | 0 | 0 | 0 | 0 | 0 | 0 | 0 | 0 | 0 | 0 | 0 | 0 | 0 | 0 | 0
| - |  | - | Ml/d | 2 | - | - | - | - | bar: 2020-21 to 2040-45
| 7BL | Deployable Output (baseline profile without reductions) | sum(0.1Bl+0.2BL+0.3BL+0.4BL) | Ml/d | 2 | 0 |  |  |  | 0 | 0 | 0 | 0 | 0 | 0 | 0 | 0 | 0 | 0 | 0 | 0 | 0 | 0 | 0 | 0 | 0 | 0 | 0 | 0 | 0 | 0 | 0 | 0 | 0
Resource (and process) Losses | 8BL | Baseline forecast changes to Deployable Output | sum(8.1BL+8.2BL+8.3BL) | Ml/d | 2 | 0 | 0 | 0 | 0 | 0 | 0 | 0 | 0 | 0 | 0 | 0 | 0 | 0 | 0 | 0 | 0 | 0 | 0 | 0 | 0 | 0 | 0 | 0 | 0 | 0 | 0 | 0 | 0 | 0
| 8.1BL | Change in DO due to climate change | Input (reductions must be expressed as -ve) | Ml/d | 2 | 0 | 0 | 0 | 0 | 0 | 0 | 0 | 0 | 0 | 0 | 0 | 0 | 0 | 0 | 0 | 0 | 0 | 0 | 0 | 0 | 0 | 0 | 0 | 0 | 0 | 0 | 0 | 0 | 0
| 8.2BL | Reductions to restore sustainable abstraction | sum(8.2BL sub components) | Ml/d | 2 | 0 | 0 | 0 | 0 | 0 | 0 | 0 | 0 | 0 | 0 | 0 | 0 | 0 | 0 | 0 | 0 | 0 | 0 | 0 | 0 | 0 | 0 | 0 | 0 | 0 | 0 | 0 | 0 | 0
| 8.2BL+ | Total for the zone | Input (zero or negative number) | Ml/d | 2 | 0 | 0 | 0 | 0 | 0 | 0 | 0 | 0 | 0 | 0 | 0 | 0 | 0 | 0 | 0 | 0 | 0 | 0 | 0 | 0 | 0 | 0 | 0 | 0 | 0 | 0 | 0 | 0 | 0
| - |  | - | - | 2 | - | - | - | - | bar: 2020-21 to 2040-45
| 8.3BL | Total other changes to DO (specify, e.g. nitrates): None | Input (reductions must be expressed as -ve) | Ml/d | 2 | 0 | 0 | 0 | 0 | 0 | 0 | 0 | 0 | 0 | 0 | 0 | 0 | 0 | 0 | 0 | 0 | 0 | 0 | 0 | 0 | 0 | 0 | 0 | 0 | 0 | 0 | 0 | 0 | 0
| 9BL | Raw water losses, treatment works losses and operational use | Input | Ml/d | 2 | 0 | 0 | 0 | 0 | 0 | 0 | 0 | 0 | 0 | 0 | 0 | 0 | 0 | 0 | 0 | 0 | 0 | 0 | 0 | 0 | 0 | 0 | 0 | 0 | 0 | 0 | 0 | 0 | 0
| 10BL | Outage allowance | Input | Ml/d | 2 | 0 | 0 | 0 | 0 | 0 | 0 | 0 | 0 | 0 | 0 | 0 | 0 | 0 | 0 | 0 | 0 | 0 | 0 | 0 | 0 | 0 | 0 | 0 | 0 | 0 | 0 | 0 | 0 | 0
|  | Company: | Albion Water
|  | Resource Zone Name: | Upper Rissington
|  | Resource Zone Number: | 1
|  | Planning Scenario Name: | Dry Year Annual Average
|  | Chosen Level of Service: | See WRMP document

## 3. BL Demand
Table 3: Baseline demand
| Row ref | Component | Derivation | Unit | Decimal places | 2017/18 | For info 2017-18 | For info 2018-19 | For info 2019-20 | 2020-21 | 2021-22 | 2022-23 | 2023-24 | 2024-25 | 2025-26 | 2026-27 | 2027-28 | 2028-29 | 2029-2030 | 2030-2031 | 2031-2032 | 2032-33 | 2033-34 | 2034-35 | 2035-36 | 2036-37 | 2037-38 | 2038-39 | 2039-40 | 2040-41 | 2040-42 | 2040-43 | 2040-44 | 2040-45
Consumption | 19BL | Water delivered measured non-household | Input | Ml/d | 2 | 0 | 0.002043 | 0.0025537 | 0.0031921 | 0.0031921 | 0.0031921 | 0.0031921 | 0.0031921 | 0.0031921 | 0.0031921 | 0.0031921 | 0.0031921 | 0.0031921 | 0.0031921 | 0.0031921 | 0.0031921 | 0.0031921 | 0.0031921 | 0.0031921 | 0.0031921 | 0.0031921 | 0.0031921 | 0.0031921 | 0.0031921 | 0.0031921 | 0.0031921 | 0.0031921 | 0.0031921 | 0.0031921 | 0.0031921
| 20BL | Water delivered unmeasured non- household | Input | Ml/d | 2 | 0 | 0 | 0 | 0 | 0 | 0 | 0 | 0 | 0 | 0 | 0 | 0 | 0 | 0 | 0 | 0 | 0 | 0 | 0 | 0 | 0 | 0 | 0 | 0 | 0 | 0 | 0 | 0 | 0
| 21BL | Water delivered measured household | Input | Ml/d | 2 | 0.10709 | 0.10709 | 0.1199 | 0.094614 | 0.094614 | 0.094614 | 0.094614 | 0.094614 | 0.094614 | 0.094614 | 0.094614 | 0.094614 | 0.094614 | 0.094614 | 0.094614 | 0.094614 | 0.094614 | 0.094614 | 0.094614 | 0.094614 | 0.094614 | 0.094614 | 0.094614 | 0.094614 | 0.094614 | 0.094614 | 0.094614 | 0.094614 | 0.094614 | 0.094614
| 22BL | Water delivered unmeasured household | Input | Ml/d | 2 | 0.11925 | 0.11925 | 0.11925 | 0.11925 | 0.11925 | 0.11925 | 0.11925 | 0.11925 | 0.11925 | 0.11925 | 0.11925 | 0.11925 | 0.11925 | 0.11925 | 0.11925 | 0.11925 | 0.11925 | 0.11925 | 0.11925 | 0.11925 | 0.11925 | 0.11925 | 0.11925 | 0.11925 | 0.11925 | 0.11925 | 0.11925 | 0.11925 | 0.11925 | 0.11925
| 23BL | Measured Non Household - Consumption | 19BL-34BL | Ml/d | 2 | 0 | 0.002043 | 0.0025537 | 0.0031921 | 0.0031921 | 0.0031921 | 0.0031921 | 0.0031921 | 0.0031921 | 0.0031921 | 0.0031921 | 0.0031921 | 0.0031921 | 0.0031921 | 0.0031921 | 0.0031921 | 0.0031921 | 0.0031921 | 0.0031921 | 0.0031921 | 0.0031921 | 0.0031921 | 0.0031921 | 0.0031921 | 0.0031921 | 0.0031921 | 0.0031921 | 0.0031921 | 0.0031921
| 24BL | Unmeasured Non Household - Consumption | 20BL-35BL | Ml/d | 2 | 0 | 0 | 0 | 0 | 0 | 0 | 0 | 0 | 0 | 0 | 0 | 0 | 0 | 0 | 0 | 0 | 0 | 0 | 0 | 0 | 0 | 0 | 0 | 0 | 0 | 0 | 0 | 0 | 0
| 25BL | Measured Household - Consumption | 21BL-36BL | Ml/d | 2 | 0.10709 | 0.10709 | 0.1199 | 0.094614 | 0.094614 | 0.094614 | 0.094614 | 0.094614 | 0.094614 | 0.094614 | 0.094614 | 0.094614 | 0.094614 | 0.094614 | 0.094614 | 0.094614 | 0.094614 | 0.094614 | 0.094614 | 0.094614 | 0.094614 | 0.094614 | 0.094614 | 0.094614 | 0.094614 | 0.094614 | 0.094614 | 0.094614 | 0.094614
| 26BL | Unmeasured Household - Consumption | 22BL-37BL | Ml/d | 2 | 0.11925 | 0.11925 | 0.11925 | 0.11925 | 0.11925 | 0.11925 | 0.11925 | 0.11925 | 0.11925 | 0.11925 | 0.11925 | 0.11925 | 0.11925 | 0.11925 | 0.11925 | 0.11925 | 0.11925 | 0.11925 | 0.11925 | 0.11925 | 0.11925 | 0.11925 | 0.11925 | 0.11925 | 0.11925 | 0.11925 | 0.11925 | 0.11925 | 0.11925
| 27 - | Percentage of consumption driven by climate change | Input | % | 1 | 0 | 0 | 0 | 0 | 0 | 0 | 0 | 0 | 0 | 0 | 0 | 0 | 0 | 0 | 0 | 0 | 0 | 0 | 0 | 0 | 0 | 0 | 0 | 0 | 0 | 0 | 0 | 0 | 0
| 28 - | Volume of consumption driven by climate change |  | Ml/d | 1 | 0 | 0 | 0 | 0 | 0 | 0 | 0 | 0 | 0 | 0 | 0 | 0 | 0 | 0 | 0 | 0 | 0 | 0 | 0 | 0 | 0 | 0 | 0 | 0 | 0 | 0 | 0 | 0 | 0
PCC and consumption by component | 29BL | Measured Household - PCC | (25BL*1,000,000)/(51BL*1,000) | l/h/d | 1 | 121.7 | 121.7 | 121.7 | 86.8 | 86.8 | 86.8 | 86.8 | 86.8 | 86.8 | 86.8 | 86.8 | 86.8 | 86.8 | 86.8 | 86.8 | 86.8 | 86.8 | 86.8 | 86.8 | 86.8 | 86.8 | 86.8 | 86.8 | 86.8 | 86.8 | 86.8 | 86.8 | 86.8 | 86.8
| 29.1BL |  | Input | l/h/d | 1
| 29.2BL |  | Input | l/h/d | 1
| 29.3BL |  | Input | l/h/d | 1
| 29.4BL |  | Input | l/h/d | 1
| 29.5BL |  | Input | l/h/d | 1
| 29.6BL | Potable water use | Input | l/h/d | 1 | 121.7135 | 121.7135 | 121.7135 | 86.7666 | 86.7666 | 86.7666 | 86.7666 | 86.7666 | 86.7666 | 86.7666 | 86.7666 | 86.7666 | 86.7666 | 86.7666 | 86.7666 | 86.7666 | 86.7666 | 86.7666 | 86.7666 | 86.7666 | 86.7666 | 86.7666 | 86.7666 | 86.7666 | 86.7666 | 86.7666 | 86.7666 | 86.7666 | 86.7666 | 86.7666
| 30BL | Unmeasured Household - PCC | (26BL*1,000,000)/(52BL*1,000) | l/h/d | 1 | 166.1 | 166.1 | 166.1 | 166.1 | 166.1 | 166.1 | 166.1 | 166.1 | 166.1 | 166.1 | 166.1 | 166.1 | 166.1 | 166.1 | 166.1 | 166.1 | 166.1 | 166.1 | 166.1 | 166.1 | 166.1 | 166.1 | 166.1 | 166.1 | 166.1 | 166.1 | 166.1 | 166.1 | 166.1
| 30.1BL |  | Input | l/h/d | 1
| 30.2BL |  | Input | l/h/d | 1
| 30.3BL |  | Input | l/h/d | 1
| 30.4BL |  | Input | l/h/d | 1
| 30.5BL |  | Input | l/h/d | 1
| 30.6BL | Potable water use | Input | l/h/d | 1 | 166.0466 | 166.0466 | 166.0466 | 166.0466 | 166.0466 | 166.0466 | 166.0466 | 166.0466 | 166.0466 | 166.0466 | 166.0466 | 166.0466 | 166.0466 | 166.0466 | 166.0466 | 166.0466 | 166.0466 | 166.0466 | 166.0466 | 166.0466 | 166.0466 | 166.0466 | 166.0466 | 166.0466 | 166.0466 | 166.0466 | 166.0466 | 166.0466 | 166.0466 | 166.0466
| 31BL | Average Household - PCC | ((25BL+26BL)*1,000,000))/(51BL+52BL*1,000) | l/h/d | 1 | 141.6557 | 141.6557 | 140.4227 | 118.2613 | 118.2613 | 118.2613 | 118.2613 | 118.2613 | 118.2613 | 118.2613 | 118.2613 | 118.2613 | 118.2613 | 118.2613 | 118.2613 | 118.2613 | 118.2613 | 118.2613 | 118.2613 | 118.2613 | 118.2613 | 118.2613 | 118.2613 | 118.2613 | 118.2613 | 118.2613 | 118.2613 | 118.2613 | 118.2613
| 32BL | Water Taken Unbilled | Input | Ml/d | 2 | 0.033 | 0.033 | 0.0165 | 0.0165 | 0.0165 | 0 | 0 | 0 | 0 | 0 | 0 | 0 | 0 | 0 | 0 | 0 | 0 | 0 | 0 | 0 | 0 | 0 | 0 | 0 | 0 | 0 | 0 | 0 | 0 | 0
| 33BL | Distribution System Operational Use | Input | Ml/d | 2 | 0 | 0 | 0 | 0 | 0 | 0 | 0 | 0 | 0 | 0 | 0 | 0 | 0 | 0 | 0 | 0 | 0 | 0 | 0 | 0 | 0 | 0 | 0 | 0 | 0 | 0 | 0 | 0 | 0
Leakage | 34BL | Measured Non Household - USPL | Input | Ml/d | 2 | 0 | 0 | 0 | 0 | 0 | 0 | 0 | 0 | 0 | 0 | 0 | 0 | 0 | 0 | 0 | 0 | 0 | 0 | 0 | 0 | 0 | 0 | 0 | 0 | 0 | 0 | 0 | 0 | 0
| 35BL | Unmeasured Non Household - USPL | Input | Ml/d | 2 | 0 | 0 | 0 | 0 | 0 | 0 | 0 | 0 | 0 | 0 | 0 | 0 | 0 | 0 | 0 | 0 | 0 | 0 | 0 | 0 | 0 | 0 | 0 | 0 | 0 | 0 | 0 | 0 | 0
| 36BL | Measured Household - USPL | Input | Ml/d | 2 | 0 | 0 | 0 | 0 | 0 | 0 | 0 | 0 | 0 | 0 | 0 | 0 | 0 | 0 | 0 | 0 | 0 | 0 | 0 | 0 | 0 | 0 | 0 | 0 | 0 | 0 | 0 | 0 | 0
| 37BL | Unmeasured Household - USPL | Input | Ml/d | 2 | 0 | 0 | 0 | 0 | 0 | 0 | 0 | 0 | 0 | 0 | 0 | 0 | 0 | 0 | 0 | 0 | 0 | 0 | 0 | 0 | 0 | 0 | 0 | 0 | 0 | 0 | 0 | 0 | 0
| 38BL | Void Properties - USPL | Input | Ml/d | 2 | 0 | 0 | 0 | 0 | 0 | 0 | 0 | 0 | 0 | 0 | 0 | 0 | 0 | 0 | 0 | 0 | 0 | 0 | 0 | 0 | 0 | 0 | 0 | 0 | 0 | 0 | 0 | 0 | 0
| 39BL | Distribution Losses | Input | Ml/d | 2 | 0.01 | 0.01 | 0.01 | 0.010759 | 0.01132 | 0.010632 | 0.010632 | 0.010632 | 0.010632 | 0.010632 | 0.010632 | 0.010632 | 0.010632 | 0.010632 | 0.010632 | 0.010632 | 0.010632 | 0.010632 | 0.010632 | 0.010632 | 0.010632 | 0.010632 | 0.010632 | 0.010632 | 0.010632 | 0.010632 | 0.010632 | 0.010632 | 0.010632 | 0.010632 | 0.010632
| 40BL | Total Leakage | sum(34BL:39BL) | Ml/d | 2 | 0.01 | 0.01 | 0.01 | 0.010759 | 0.01132 | 0.010632 | 0.010632 | 0.010632 | 0.010632 | 0.010632 | 0.010632 | 0.010632 | 0.010632 | 0.010632 | 0.010632 | 0.010632 | 0.010632 | 0.010632 | 0.010632 | 0.010632 | 0.010632 | 0.010632 | 0.010632 | 0.010632 | 0.010632 | 0.010632 | 0.010632 | 0.010632 | 0.010632
| 41BL | Total Leakage | (40BL*1,000,000)/(48BL*1,000) | l/prop/d | 2 | 15.3139 | 15.3139 | 14.2653 | 14.3452 | 15.0927 | 14.176 | 14.176 | 14.176 | 14.176 | 14.176 | 14.176 | 14.176 | 14.176 | 14.176 | 14.176 | 14.176 | 14.176 | 14.176 | 14.176 | 14.176 | 14.176 | 14.176 | 14.176 | 14.176 | 14.176 | 14.176 | 14.176 | 14.176 | 14.176
Customer: Properties | 42BL | Measured non-households - properties | Input (total, excluding voids) | 000's | 2 | 0.011 | 0.011 | 0.014 | 0.018 | 0.018 | 0.018 | 0.018 | 0.018 | 0.018 | 0.018 | 0.018 | 0.018 | 0.018 | 0.018 | 0.018 | 0.018 | 0.018 | 0.018 | 0.018 | 0.018 | 0.018 | 0.018 | 0.018 | 0.018 | 0.018 | 0.018 | 0.018 | 0.018 | 0.018 | 18
| 43BL | Unmeasured non-households - properties | Input (total, excluding voids) | 000's | 2 | 0 | 0 | 0 | 0 | 0 | 0 | 0 | 0 | 0 | 0 | 0 | 0 | 0 | 0 | 0 | 0 | 0 | 0 | 0 | 0 | 0 | 0 | 0 | 0 | 0 | 0 | 0 | 0 | 0
| 44BL | All void non-households - properties | Input (voids in each year) | 000's | 2 | 0 | 0 | 0 | 0 | 0 | 0 | 0 | 0 | 0 | 0 | 0 | 0 | 0 | 0 | 0 | 0 | 0 | 0 | 0 | 0 | 0 | 0 | 0 | 0 | 0 | 0 | 0 | 0 | 0
| 45BL | Total measured households - properties (excl void) | Pre-plan year = input. Forecast years = Previous year 45BL + sum(45.1BL:45.6BL) | 000's | 2 | 0.376 | 0.376 | 0.421 | 0.466 | 0.466 | 0.466 | 0.466 | 0.466 | 0.466 | 0.466 | 0.466 | 0.466 | 0.466 | 0.466 | 0.466 | 0.466 | 0.466 | 0.466 | 0.466 | 0.466 | 0.466 | 0.466 | 0.466 | 0.466 | 0.466 | 0.466 | 0.466 | 0.466 | 0.466
| 45.1BL | New build properties - properties | Input (new builds in each year) | 000's | 2 | 0 | 0 | 0.045 | 0.045 | 0 | 0 | 0 | 0 | 0 | 0 | 0 | 0 | 0 | 0 | 0 | 0 | 0 | 0 | 0 | 0 | 0 | 0 | 0 | 0 | 0 | 0 | 0 | 0 | 0 | 0
| 45.2BL | Meter optants - properties | Input (meter optants in each year) | 000's | 2 | 0 | 0 | 0 | 0 | 0 | 0 | 0 | 0 | 0 | 0 | 0 | 0 | 0 | 0 | 0 | 0 | 0 | 0 | 0 | 0 | 0 | 0 | 0 | 0 | 0 | 0 | 0 | 0 | 0
| 45.3BL | Compulsory metering - properties | Input (compulsory meters in each year) | 000's | 2 | 0 | 0 | 0 | 0 | 0 | 0 | 0 | 0 | 0 | 0 | 0 | 0 | 0 | 0 | 0 | 0 | 0 | 0 | 0 | 0 | 0 | 0 | 0 | 0 | 0 | 0 | 0 | 0 | 0
| 45.4BL | Metering on change of occupancy - properties | Input (change of occupancy meters in each year) | 000's | 2 | 0 | 0 | 0 | 0 | 0 | 0 | 0 | 0 | 0 | 0 | 0 | 0 | 0 | 0 | 0 | 0 | 0 | 0 | 0 | 0 | 0 | 0 | 0 | 0 | 0 | 0 | 0 | 0 | 0
| 45.5BL | Selective metering - properties | Input (selective meters in each year) | 000's | 2 | 0 | 0 | 0 | 0 | 0 | 0 | 0 | 0 | 0 | 0 | 0 | 0 | 0 | 0 | 0 | 0 | 0 | 0 | 0 | 0 | 0 | 0 | 0 | 0 | 0 | 0 | 0 | 0 | 0
| 45.6BL | Other changes to existing metering - properties | Input (other changes to meters in each year) | 000's | 2 | 0 | 0 | 0 | 0 | 0 | 0 | 0 | 0 | 0 | 0 | 0 | 0 | 0 | 0 | 0 | 0 | 0 | 0 | 0 | 0 | 0 | 0 | 0 | 0 | 0 | 0 | 0 | 0 | 0
| 45.7BL | Measured void households - properties | Input (voids in each year) | 000's | 2 | 0 | 0 | 0 | 0 | 0 | 0 | 0 | 0 | 0 | 0 | 0 | 0 | 0 | 0 | 0 | 0 | 0 | 0 | 0 | 0 | 0 | 0 | 0 | 0 | 0 | 0 | 0 | 0 | 0
| 46BL | Unmeasured households - properties (excl void) | Input (total) | 000's | 2 | 0.266 | 0.266 | 0.266 | 0.266 | 0.266 | 0.266 | 0.266 | 0.266 | 0.266 | 0.266 | 0.266 | 0.266 | 0.266 | 0.266 | 0.266 | 0.266 | 0.266 | 0.266 | 0.266 | 0.266 | 0.266 | 0.266 | 0.266 | 0.266 | 0.266 | 0.266 | 0.266 | 0.266 | 0.266 | 266
| 47BL | Unmeasured void households - properties | Input (voids in each year) | 000's | 2 | 0 | 0 | 0 | 0 | 0 | 0 | 0 | 0 | 0 | 0 | 0 | 0 | 0 | 0 | 0 | 0 | 0 | 0 | 0 | 0 | 0 | 0 | 0 | 0 | 0 | 0 | 0 | 0 | 0
| 48BL | Total Resource Zone Properties (incl voids) | SUM(42BL:45BL)+45.7BL+46BL+47BL | 000's | 2 | 0.653 | 0.653 | 0.701 | 0.75 | 0.75 | 0.75 | 0.75 | 0.75 | 0.75 | 0.75 | 0.75 | 0.75 | 0.75 | 0.75 | 0.75 | 0.75 | 0.75 | 0.75 | 0.75 | 0.75 | 0.75 | 0.75 | 0.75 | 0.75 | 0.75 | 0.75 | 0.75 | 0.75 | 0.75
Customer: Population | 49BL | Measured Non Household - Population | Input (total) | 000's | 2 | 0.02 | 0.02 | 0.025 | 0.03 | 0.03 | 0.03 | 0.03 | 0.03 | 0.03 | 0.03 | 0.03 | 0.03 | 0.03 | 0.03 | 0.03 | 0.03 | 0.03 | 0.03 | 0.03 | 0.03 | 0.03 | 0.03 | 0.03 | 0.03 | 0.03 | 0.03 | 0.03 | 0.03 | 0.03
| 50BL | Unmeasured Non Household - Population | Input (total) | 000's | 2 | 0 | 0 | 0 | 0 | 0 | 0 | 0 | 0 | 0 | 0 | 0 | 0 | 0 | 0 | 0 | 0 | 0 | 0 | 0 | 0 | 0 | 0 | 0 | 0 | 0 | 0 | 0 | 0 | 0
| 51BL | Measured Household - Population | Input (total) | 000's | 2 | 0.87984 | 0.87984 | 0.98514 | 1.0904 | 1.0904 | 1.0904 | 1.0904 | 1.0904 | 1.0904 | 1.0904 | 1.0904 | 1.0904 | 1.0904 | 1.0904 | 1.0904 | 1.0904 | 1.0904 | 1.0904 | 1.0904 | 1.0904 | 1.0904 | 1.0904 | 1.0904 | 1.0904 | 1.0904 | 1.0904 | 1.0904 | 1.0904 | 1.0904 | 1.0904
| 52BL | Unmeasured Household - Population | Input (total) | 000's | 2 | 0.718 | 0.718 | 0.718 | 0.718 | 0.718 | 0.718 | 0.718 | 0.718 | 0.718 | 0.718 | 0.718 | 0.718 | 0.718 | 0.718 | 0.718 | 0.718 | 0.718 | 0.718 | 0.718 | 0.718 | 0.718 | 0.718 | 0.718 | 0.718 | 0.718 | 0.718 | 0.718 | 0.718 | 0.718
| 53BL | Total Resource Zone Population | Sum(49BL:52BL) | 000's | 2 | 1.6178 | 1.6178 | 1.7281 | 1.8384 |  | 1.8384 | 1.8384 | 1.8384 | 1.8384 | 1.8384 | 1.8384 | 1.8384 | 1.8384 | 1.8384 | 1.8384 | 1.8384 | 1.8384 | 1.8384 | 1.8384 | 1.8384 | 1.8384 | 1.8384 | 1.8384 | 1.8384 | 1.8384 | 1.8384 | 1.8384 | 1.8384 | 1.8384
Occupancy | 54BL | Measured Household - Occupancy Rate (average) (excl voids) | 51BL/45BL | h/prop | 1 | 2.34 | 2.34 | 2.34 | 2.34 | 2.34 | 2.34 | 2.34 | 2.34 | 2.34 | 2.34 | 2.34 | 2.34 | 2.34 | 2.34 | 2.34 | 2.34 | 2.34 | 2.34 | 2.34 | 2.34 | 2.34 | 2.34 | 2.34 | 2.34 | 2.34 | 2.34 | 2.34 | 2.34 | 2.34
| 55BL | Unmeasured Household - Occupancy Rate | 52BL/46BL | h/prop | 1 | 2.6992 | 2.6992 | 2.6992 | 2.6992 | 2.6992 | 2.6992 | 2.6992 | 2.6992 | 2.6992 | 2.6992 | 2.6992 | 2.6992 | 2.6992 | 2.6992 | 2.6992 | 2.6992 | 2.6992 | 2.6992 | 2.6992 | 2.6992 | 2.6992 | 2.6992 | 2.6992 | 2.6992 | 2.6992 | 2.6992 | 2.6992 | 2.6992 | 2.6992
Metering | 56BL | Total Household Metering penetration (excl. voids) | 45BL/45BL+46BL | % | 0 | 58.57% | 58.57% | 61.28% | 63.66% | 63.66% | 63.66% | 63.66% | 63.66% | 63.66% | 63.66% | 63.66% | 63.66% | 63.66% | 63.66% | 63.66% | 63.66% | 63.66% | 63.66% | 63.66% | 63.66% | 63.66% | 63.66% | 63.66% | 63.66% | 63.66% | 63.66% | 63.66% | 63.66% | 63.66%
| 57BL | Total Household Metering penetration (incl. voids) | 45BL/(45BL+45.7BL+46BL+47BL) | % | 0 | 58.57% | 58.57% | 61.28% | 63.66% | 63.66% | 63.66% | 63.66% | 63.66% | 63.66% | 63.66% | 63.66% | 63.66% | 63.66% | 63.66% | 63.66% | 63.66% | 63.66% | 63.66% | 63.66% | 63.66% | 63.66% | 63.66% | 63.66% | 63.66% | 63.66% | 63.66% | 63.66% | 63.66% | 63.66%
|  | Company: | Albion Water
|  | Resource Zone Name: | Upper Rissington
|  | Resource Zone Number: | 1
|  | Planning Scenario Name: | Dry Year Annual Average
|  | Chosen Level of Service: | See WRMP document

## 4. BL SDB
Table 4: Baseline supply demand balance
| Row ref | Component | Derivation | Unit | Decimal places | 2017/18 | For info 2017-18 | For info 2018-19 | For info 2019-20 | 2020-21 | 2021-22 | 2022-23 | 2023-24 | 2024-25 | 2025-26 | 2026-27 | 2027-28 | 2028-29 | 2029-2030 | 2030-2031 | 2031-2032 | 2032-33 | 2033-34 | 2034-35 | 2035-36 | 2036-37 | 2037-38 | 2038-39 | 2039-40 | 2040-41 | 2040-42 | 2040-43 | 2040-44 | 2040-45
SDB | 11BL | Distribution input | 19BL+20BL+21BL+22BL+32BL+33BL+38BL+39BL | Ml/d | 2 | 0.26934 | 0.27139 | 0.26821 | 0.24432 | 0.24488 | 0.22769 | 0.22769 | 0.22769 | 0.22769 | 0.22769 | 0.22769 | 0.22769 | 0.22769 | 0.22769 | 0.22769 | 0.22769 | 0.22769 | 0.22769 | 0.22769 | 0.22769 | 0.22769 | 0.22769 | 0.22769 | 0.22769 | 0.22769 | 0.22769 | 0.22769 | 0.22769 | 0.22769
| 12BL | Water Available For Use (own sources) | (7BL+8BL)-(9BL+10BL) | Ml/d | 2 | 0 | 0 | 0 | 0 | 0 | 0 | 0 | 0 | 0 | 0 | 0 | 0 | 0 | 0 | 0 | 0 | 0 | 0 | 0 | 0 | 0 | 0 | 0 | 0 | 0 | 0 | 0 | 0 | 0
| 13BL | Total Water Available For Use | 12BL+(2BL+3BL)-(5BL+6BL) | Ml/d | 2 | 0.307 | 0.307 | 0.307 | 0.307 | 0.307 | 0.307 | 0.307 | 0.307 | 0.307 | 0.307 | 0.307 | 0.307 | 0.307 | 0.307 | 0.307 | 0.307 | 0.307 | 0.307 | 0.307 | 0.307 | 0.307 | 0.307 | 0.307 | 0.307 | 0.307 | 0.307 | 0.307 | 0.307 | 0.307
| 14BL | Target headroom (climate change component) | Input | Ml/d | 2 | 0 | 0 | 0 | 0 | 0 | 0 | 0 | 0 | 0 | 0 | 0 | 0 | 0 | 0 | 0 | 0 | 0 | 0 | 0 | 0 | 0 | 0 | 0 | 0 | 0 | 0 | 0 | 0 | 0
| 15BL | Target headroom (All other components) | Input | Ml/d | 2 | 0 | 0.027139 | 0.026821 | 0.024432 | 0.024488 | 0.022769 | 0.022769 | 0.022769 | 0.022769 | 0.022769 | 0.022769 | 0.022769 | 0.022769 | 0.022769 | 0.022769 | 0.022769 | 0.022769 | 0.022769 | 0.022769 | 0.022769 | 0.022769 | 0.022769 | 0.022769 | 0.022769 | 0.022769 | 0.022769 | 0.022769 | 0.022769 | 0.022769
| 16BL | Target Headroom | 14BL+15BL | Ml/d | 2 | 0 | 0.027139 | 0.026821 | 0.024432 | 0.024488 | 0.022769 | 0.022769 | 0.022769 | 0.022769 | 0.022769 | 0.022769 | 0.022769 | 0.022769 | 0.022769 | 0.022769 | 0.022769 | 0.022769 | 0.022769 | 0.022769 | 0.022769 | 0.022769 | 0.022769 | 0.022769 | 0.022769 | 0.022769 | 0.022769 | 0.022769 | 0.022769 | 0.022769
| 17BL | Available Headroom | 13BL-11BL | Ml/d | 2 | 0.037657 | 0.035614 | 0.038787 | 0.062681 | 0.06212 | 0.079307 | 0.079307 | 0.079307 | 0.079307 | 0.079307 | 0.079307 | 0.079307 | 0.079307 | 0.079307 | 0.079307 | 0.079307 | 0.079307 | 0.079307 | 0.079307 | 0.079307 | 0.079307 | 0.079307 | 0.079307 | 0.079307 | 0.079307 | 0.079307 | 0.079307 | 0.079307 | 0.079307
| 18BL | Supply Demand Balance | 17BL-16BL | Ml/d | 2 | 0.037657 | 0.0084753 | 0.011965 | 0.038249 | 0.037632 | 0.056538 | 0.056538 | 0.056538 | 0.056538 | 0.056538 | 0.056538 | 0.056538 | 0.056538 | 0.056538 | 0.056538 | 0.056538 | 0.056538 | 0.056538 | 0.056538 | 0.056538 | 0.056538 | 0.056538 | 0.056538 | 0.056538 | 0.056538 | 0.056538 | 0.056538 | 0.056538 | 0.056538
|  | Company: | Albion Water
|  | Resource Zone Name: | Upper Rissington
|  | Resource Zone Number: | 1
|  | Planning Scenario Name: | Dry Year Annual Average
|  | Chosen Level of Service: | See WRMP document
README

## 5. Feasible Options
Table 5: Feasible options detailed costs | [18 empty] | ENTER DISCOUNT RATE %
Detail the gains in WAFU / savings in demand, and the costs of feasible options under capacity use scenario | [18 empty] | ENTER DISCOUNT PERIOD (YRS) | [82 empty] | Note: If option costs are required from beyond year 80 then the NPV calculation formula must be amended manually to cover the extended period
Row ref | Option name | Option reference no. | Type of option | Preferred Option (Y/N) | Earliest potential option start date (Year) | Costs based on capacity | WAFU on full implementation (Ml/d) | NPV of WAFU (Ml) | CAPEX NPV (£000) | OPEX NPV (£000) | NPV of opex savings (£000) | NPV of carbon (£000) | Social & Env. NPV (£000) | TOTAL NPV (£000) | AIC (p/m3) | AISC (p/m3) | Scope confidence (score 1 to 5) | Cost confidence (score 1 to 5) | Cost component | Derivation | Unit | Year 1 | Year 2 | Year 3 | Year 4 | Year 5 | Year 6 | Year 7 | Year 8 | Year 9 | Year 10 | Year 11 | Year 12 | Year 13 | Year 14 | Year 15 | Year 16 | Year 17 | Year 18 | Year 19 | Year 20 | Year 21 | Year 22 | Year 23 | Year 24 | Year 25 | Year 26 | Year 27 | Year 28 | Year 29 | Year 30 | Year 31 | Year 32 | Year 33 | Year 34 | Year 35 | Year 36 | Year 37 | Year 38 | Year 39 | Year 40 | Year 41 | Year 42 | Year 43 | Year 44 | Year 45 | Year 46 | Year 47 | Year 48 | Year 49 | Year 50 | Year 51 | Year 52 | Year 53 | Year 54 | Year 55 | Year 56 | Year 57 | Year 58 | Year 59 | Year 60 | Year 61 | Year 62 | Year 63 | Year 64 | Year 65 | Year 66 | Year 67 | Year 68 | Year 69 | Year 70 | Year 71 | Year 72 | Year 73 | Year 74 | Year 75 | Year 76 | Year 77 | Year 78 | Year 79 | Year 80 | Year 81 | Year 82 | Year 83 | Year 84 | Year 85 | Year 86 | Year 87 | Year 88 | Year 89 | Year 90 | Year 91 | Year 92 | Year 93 | Year 94 | Year 95 | Year 96 | Year 97 | Year 98 | Year 99 | Year 100 | Year 101 | Year 102 | Year 103 | Year 104
58a | RESOURCE SIDE | bar: Year 1 to Year 80
58.1a | Options to increase raw water abstractions | [17 empty] | Total Mld for SDB component |  |  | 0 | 0 | 0 | 0 | 0 | 0 | 0 | 0 | 0 | 0 | 0 | 0 | 0 | 0 | 0 | 0 | 0 | 0 | 0 | 0 | 0 | 0 | 0 | 0 | 0 | 0 | 0 | 0 | 0 | 0 | 0 | 0 | 0 | 0 | 0 | 0 | 0 | 0 | 0 | 0 | 0 | 0 | 0 | 0 | 0 | 0 | 0 | 0 | 0 | 0 | 0 | 0 | 0 | 0 | 0 | 0 | 0 | 0 | 0 | 0 | 0 | 0 | 0 | 0 | 0 | 0 | 0 | 0 | 0 | 0 | 0 | 0 | 0 | 0 | 0 | 0 | 0 | 0 | 0 | 0 | 0 | 0 | 0 | 0 | 0 | 0 | 0 | 0 | 0 | 0 | 0 | 0 | 0 | 0 | 0 | 0 | 0 | 0 | 0 | 0 | 0 | 0 | 0 | 0
58.1x | Input | Input | Mains repair |  |  | Capacity | 0 | 0 | 0 | 0 | 0 | 0 | 0 | 0 | #DIV/0! | #DIV/0! |  |  | Gains in WAFU / Savings in demand | Input | Ml/d | Note: If option costs are required from beyond year 80 then the NPV calculation formula must be amended manually to cover the extended period Year 81: 0; Note: If option costs are required from beyond year 80 then the NPV calculation formula must be amended manually to cover the extended period Year 82: 0; Note: If option costs are required from beyond year 80 then the NPV calculation formula must be amended manually to cover the extended period Year 83: 0; Note: If option costs are required from beyond year 80 then the NPV calculation formula must be amended manually to cover the extended period Year 84: 0; Note: If option costs are required from beyond year 80 then the NPV calculation formula must be amended manually to cover the extended period Year 85: 0; Note: If option costs are required from beyond year 80 then the NPV calculation formula must be amended manually to cover the extended period Year 86: 0; Note: If option costs are required from beyond year 80 then the NPV calculation formula must be amended manually to cover the extended period Year 87: 0; Note: If option costs are required from beyond year 80 then the NPV calculation formula must be amended manually to cover the extended period Year 88: 0; Note: If option costs are required from beyond year 80 then the NPV calculation formula must be amended manually to cover the extended period Year 89: 0; Note: If option costs are required from beyond year 80 then the NPV calculation formula must be amended manually to cover the extended period Year 90: 0; Note: If option costs are required from beyond year 80 then the NPV calculation formula must be amended manually to cover the extended period Year 91: 0; Note: If option costs are required from beyond year 80 then the NPV calculation formula must be amended manually to cover the extended period Year 92: 0; Note: If option costs are required from beyond year 80 then the NPV calculation formula must be amended manually to cover the extended period Year 93: 0; Note: If option costs are required from beyond year 80 then the NPV calculation formula must be amended manually to cover the extended period Year 94: 0; Note: If option costs are required from beyond year 80 then the NPV calculation formula must be amended manually to cover the extended period Year 95: 0; Note: If option costs are required from beyond year 80 then the NPV calculation formula must be amended manually to cover the extended period Year 96: 0; Note: If option costs are required from beyond year 80 then the NPV calculation formula must be amended manually to cover the extended period Year 97: 0; Note: If option costs are required from beyond year 80 then the NPV calculation formula must be amended manually to cover the extended period Year 98: 0; Note: If option costs are required from beyond year 80 then the NPV calculation formula must be amended manually to cover the extended period Year 99: 0; Note: If option costs are required from beyond year 80 then the NPV calculation formula must be amended manually to cover the extended period Year 100: 0; Note: If option costs are required from beyond year 80 then the NPV calculation formula must be amended manually to cover the extended period Year 101: 0; Note: If option costs are required from beyond year 80 then the NPV calculation formula must be amended manually to cover the extended period Year 102: 0; Note: If option costs are required from beyond year 80 then the NPV calculation formula must be amended manually to cover the extended period Year 103: 0; Note: If option costs are required from beyond year 80 then the NPV calculation formula must be amended manually to cover the extended period Year 104: 0
[19 empty] | Fixed capex | Input | £000s | Note: If option costs are required from beyond year 80 then the NPV calculation formula must be amended manually to cover the extended period Year 81: 0; Note: If option costs are required from beyond year 80 then the NPV calculation formula must be amended manually to cover the extended period Year 82: 0; Note: If option costs are required from beyond year 80 then the NPV calculation formula must be amended manually to cover the extended period Year 83: 0; Note: If option costs are required from beyond year 80 then the NPV calculation formula must be amended manually to cover the extended period Year 84: 0; Note: If option costs are required from beyond year 80 then the NPV calculation formula must be amended manually to cover the extended period Year 85: 0; Note: If option costs are required from beyond year 80 then the NPV calculation formula must be amended manually to cover the extended period Year 86: 0; Note: If option costs are required from beyond year 80 then the NPV calculation formula must be amended manually to cover the extended period Year 87: 0; Note: If option costs are required from beyond year 80 then the NPV calculation formula must be amended manually to cover the extended period Year 88: 0; Note: If option costs are required from beyond year 80 then the NPV calculation formula must be amended manually to cover the extended period Year 89: 0; Note: If option costs are required from beyond year 80 then the NPV calculation formula must be amended manually to cover the extended period Year 90: 0; Note: If option costs are required from beyond year 80 then the NPV calculation formula must be amended manually to cover the extended period Year 91: 0; Note: If option costs are required from beyond year 80 then the NPV calculation formula must be amended manually to cover the extended period Year 92: 0; Note: If option costs are required from beyond year 80 then the NPV calculation formula must be amended manually to cover the extended period Year 93: 0; Note: If option costs are required from beyond year 80 then the NPV calculation formula must be amended manually to cover the extended period Year 94: 0; Note: If option costs are required from beyond year 80 then the NPV calculation formula must be amended manually to cover the extended period Year 95: 0; Note: If option costs are required from beyond year 80 then the NPV calculation formula must be amended manually to cover the extended period Year 96: 0; Note: If option costs are required from beyond year 80 then the NPV calculation formula must be amended manually to cover the extended period Year 97: 0; Note: If option costs are required from beyond year 80 then the NPV calculation formula must be amended manually to cover the extended period Year 98: 0; Note: If option costs are required from beyond year 80 then the NPV calculation formula must be amended manually to cover the extended period Year 99: 0; Note: If option costs are required from beyond year 80 then the NPV calculation formula must be amended manually to cover the extended period Year 100: 0; Note: If option costs are required from beyond year 80 then the NPV calculation formula must be amended manually to cover the extended period Year 101: 0; Note: If option costs are required from beyond year 80 then the NPV calculation formula must be amended manually to cover the extended period Year 102: 0; Note: If option costs are required from beyond year 80 then the NPV calculation formula must be amended manually to cover the extended period Year 103: 0; Note: If option costs are required from beyond year 80 then the NPV calculation formula must be amended manually to cover the extended period Year 104: 0
[19 empty] | Variable capex | Input | £000s | Note: If option costs are required from beyond year 80 then the NPV calculation formula must be amended manually to cover the extended period Year 81: 0; Note: If option costs are required from beyond year 80 then the NPV calculation formula must be amended manually to cover the extended period Year 82: 0; Note: If option costs are required from beyond year 80 then the NPV calculation formula must be amended manually to cover the extended period Year 83: 0; Note: If option costs are required from beyond year 80 then the NPV calculation formula must be amended manually to cover the extended period Year 84: 0; Note: If option costs are required from beyond year 80 then the NPV calculation formula must be amended manually to cover the extended period Year 85: 0; Note: If option costs are required from beyond year 80 then the NPV calculation formula must be amended manually to cover the extended period Year 86: 0; Note: If option costs are required from beyond year 80 then the NPV calculation formula must be amended manually to cover the extended period Year 87: 0; Note: If option costs are required from beyond year 80 then the NPV calculation formula must be amended manually to cover the extended period Year 88: 0; Note: If option costs are required from beyond year 80 then the NPV calculation formula must be amended manually to cover the extended period Year 89: 0; Note: If option costs are required from beyond year 80 then the NPV calculation formula must be amended manually to cover the extended period Year 90: 0; Note: If option costs are required from beyond year 80 then the NPV calculation formula must be amended manually to cover the extended period Year 91: 0; Note: If option costs are required from beyond year 80 then the NPV calculation formula must be amended manually to cover the extended period Year 92: 0; Note: If option costs are required from beyond year 80 then the NPV calculation formula must be amended manually to cover the extended period Year 93: 0; Note: If option costs are required from beyond year 80 then the NPV calculation formula must be amended manually to cover the extended period Year 94: 0; Note: If option costs are required from beyond year 80 then the NPV calculation formula must be amended manually to cover the extended period Year 95: 0; Note: If option costs are required from beyond year 80 then the NPV calculation formula must be amended manually to cover the extended period Year 96: 0; Note: If option costs are required from beyond year 80 then the NPV calculation formula must be amended manually to cover the extended period Year 97: 0; Note: If option costs are required from beyond year 80 then the NPV calculation formula must be amended manually to cover the extended period Year 98: 0; Note: If option costs are required from beyond year 80 then the NPV calculation formula must be amended manually to cover the extended period Year 99: 0; Note: If option costs are required from beyond year 80 then the NPV calculation formula must be amended manually to cover the extended period Year 100: 0; Note: If option costs are required from beyond year 80 then the NPV calculation formula must be amended manually to cover the extended period Year 101: 0; Note: If option costs are required from beyond year 80 then the NPV calculation formula must be amended manually to cover the extended period Year 102: 0; Note: If option costs are required from beyond year 80 then the NPV calculation formula must be amended manually to cover the extended period Year 103: 0; Note: If option costs are required from beyond year 80 then the NPV calculation formula must be amended manually to cover the extended period Year 104: 0
[19 empty] | Fixed opex | Input | £000s | Note: If option costs are required from beyond year 80 then the NPV calculation formula must be amended manually to cover the extended period Year 81: 0; Note: If option costs are required from beyond year 80 then the NPV calculation formula must be amended manually to cover the extended period Year 82: 0; Note: If option costs are required from beyond year 80 then the NPV calculation formula must be amended manually to cover the extended period Year 83: 0; Note: If option costs are required from beyond year 80 then the NPV calculation formula must be amended manually to cover the extended period Year 84: 0; Note: If option costs are required from beyond year 80 then the NPV calculation formula must be amended manually to cover the extended period Year 85: 0; Note: If option costs are required from beyond year 80 then the NPV calculation formula must be amended manually to cover the extended period Year 86: 0; Note: If option costs are required from beyond year 80 then the NPV calculation formula must be amended manually to cover the extended period Year 87: 0; Note: If option costs are required from beyond year 80 then the NPV calculation formula must be amended manually to cover the extended period Year 88: 0; Note: If option costs are required from beyond year 80 then the NPV calculation formula must be amended manually to cover the extended period Year 89: 0; Note: If option costs are required from beyond year 80 then the NPV calculation formula must be amended manually to cover the extended period Year 90: 0; Note: If option costs are required from beyond year 80 then the NPV calculation formula must be amended manually to cover the extended period Year 91: 0; Note: If option costs are required from beyond year 80 then the NPV calculation formula must be amended manually to cover the extended period Year 92: 0; Note: If option costs are required from beyond year 80 then the NPV calculation formula must be amended manually to cover the extended period Year 93: 0; Note: If option costs are required from beyond year 80 then the NPV calculation formula must be amended manually to cover the extended period Year 94: 0; Note: If option costs are required from beyond year 80 then the NPV calculation formula must be amended manually to cover the extended period Year 95: 0; Note: If option costs are required from beyond year 80 then the NPV calculation formula must be amended manually to cover the extended period Year 96: 0; Note: If option costs are required from beyond year 80 then the NPV calculation formula must be amended manually to cover the extended period Year 97: 0; Note: If option costs are required from beyond year 80 then the NPV calculation formula must be amended manually to cover the extended period Year 98: 0; Note: If option costs are required from beyond year 80 then the NPV calculation formula must be amended manually to cover the extended period Year 99: 0; Note: If option costs are required from beyond year 80 then the NPV calculation formula must be amended manually to cover the extended period Year 100: 0; Note: If option costs are required from beyond year 80 then the NPV calculation formula must be amended manually to cover the extended period Year 101: 0; Note: If option costs are required from beyond year 80 then the NPV calculation formula must be amended manually to cover the extended period Year 102: 0; Note: If option costs are required from beyond year 80 then the NPV calculation formula must be amended manually to cover the extended period Year 103: 0; Note: If option costs are required from beyond year 80 then the NPV calculation formula must be amended manually to cover the extended period Year 104: 0
[19 empty] | Variable opex | Input | £000s | Note: If option costs are required from beyond year 80 then the NPV calculation formula must be amended manually to cover the extended period Year 81: 0; Note: If option costs are required from beyond year 80 then the NPV calculation formula must be amended manually to cover the extended period Year 82: 0; Note: If option costs are required from beyond year 80 then the NPV calculation formula must be amended manually to cover the extended period Year 83: 0; Note: If option costs are required from beyond year 80 then the NPV calculation formula must be amended manually to cover the extended period Year 84: 0; Note: If option costs are required from beyond year 80 then the NPV calculation formula must be amended manually to cover the extended period Year 85: 0; Note: If option costs are required from beyond year 80 then the NPV calculation formula must be amended manually to cover the extended period Year 86: 0; Note: If option costs are required from beyond year 80 then the NPV calculation formula must be amended manually to cover the extended period Year 87: 0; Note: If option costs are required from beyond year 80 then the NPV calculation formula must be amended manually to cover the extended period Year 88: 0; Note: If option costs are required from beyond year 80 then the NPV calculation formula must be amended manually to cover the extended period Year 89: 0; Note: If option costs are required from beyond year 80 then the NPV calculation formula must be amended manually to cover the extended period Year 90: 0; Note: If option costs are required from beyond year 80 then the NPV calculation formula must be amended manually to cover the extended period Year 91: 0; Note: If option costs are required from beyond year 80 then the NPV calculation formula must be amended manually to cover the extended period Year 92: 0; Note: If option costs are required from beyond year 80 then the NPV calculation formula must be amended manually to cover the extended period Year 93: 0; Note: If option costs are required from beyond year 80 then the NPV calculation formula must be amended manually to cover the extended period Year 94: 0; Note: If option costs are required from beyond year 80 then the NPV calculation formula must be amended manually to cover the extended period Year 95: 0; Note: If option costs are required from beyond year 80 then the NPV calculation formula must be amended manually to cover the extended period Year 96: 0; Note: If option costs are required from beyond year 80 then the NPV calculation formula must be amended manually to cover the extended period Year 97: 0; Note: If option costs are required from beyond year 80 then the NPV calculation formula must be amended manually to cover the extended period Year 98: 0; Note: If option costs are required from beyond year 80 then the NPV calculation formula must be amended manually to cover the extended period Year 99: 0; Note: If option costs are required from beyond year 80 then the NPV calculation formula must be amended manually to cover the extended period Year 100: 0; Note: If option costs are required from beyond year 80 then the NPV calculation formula must be amended manually to cover the extended period Year 101: 0; Note: If option costs are required from beyond year 80 then the NPV calculation formula must be amended manually to cover the extended period Year 102: 0; Note: If option costs are required from beyond year 80 then the NPV calculation formula must be amended manually to cover the extended period Year 103: 0; Note: If option costs are required from beyond year 80 then the NPV calculation formula must be amended manually to cover the extended period Year 104: 0
[19 empty] | Opex savings | Input | £000s | Note: If option costs are required from beyond year 80 then the NPV calculation formula must be amended manually to cover the extended period Year 81: 0; Note: If option costs are required from beyond year 80 then the NPV calculation formula must be amended manually to cover the extended period Year 82: 0; Note: If option costs are required from beyond year 80 then the NPV calculation formula must be amended manually to cover the extended period Year 83: 0; Note: If option costs are required from beyond year 80 then the NPV calculation formula must be amended manually to cover the extended period Year 84: 0; Note: If option costs are required from beyond year 80 then the NPV calculation formula must be amended manually to cover the extended period Year 85: 0; Note: If option costs are required from beyond year 80 then the NPV calculation formula must be amended manually to cover the extended period Year 86: 0; Note: If option costs are required from beyond year 80 then the NPV calculation formula must be amended manually to cover the extended period Year 87: 0; Note: If option costs are required from beyond year 80 then the NPV calculation formula must be amended manually to cover the extended period Year 88: 0; Note: If option costs are required from beyond year 80 then the NPV calculation formula must be amended manually to cover the extended period Year 89: 0; Note: If option costs are required from beyond year 80 then the NPV calculation formula must be amended manually to cover the extended period Year 90: 0; Note: If option costs are required from beyond year 80 then the NPV calculation formula must be amended manually to cover the extended period Year 91: 0; Note: If option costs are required from beyond year 80 then the NPV calculation formula must be amended manually to cover the extended period Year 92: 0; Note: If option costs are required from beyond year 80 then the NPV calculation formula must be amended manually to cover the extended period Year 93: 0; Note: If option costs are required from beyond year 80 then the NPV calculation formula must be amended manually to cover the extended period Year 94: 0; Note: If option costs are required from beyond year 80 then the NPV calculation formula must be amended manually to cover the extended period Year 95: 0; Note: If option costs are required from beyond year 80 then the NPV calculation formula must be amended manually to cover the extended period Year 96: 0; Note: If option costs are required from beyond year 80 then the NPV calculation formula must be amended manually to cover the extended period Year 97: 0; Note: If option costs are required from beyond year 80 then the NPV calculation formula must be amended manually to cover the extended period Year 98: 0; Note: If option costs are required from beyond year 80 then the NPV calculation formula must be amended manually to cover the extended period Year 99: 0; Note: If option costs are required from beyond year 80 then the NPV calculation formula must be amended manually to cover the extended period Year 100: 0; Note: If option costs are required from beyond year 80 then the NPV calculation formula must be amended manually to cover the extended period Year 101: 0; Note: If option costs are required from beyond year 80 then the NPV calculation formula must be amended manually to cover the extended period Year 102: 0; Note: If option costs are required from beyond year 80 then the NPV calculation formula must be amended manually to cover the extended period Year 103: 0; Note: If option costs are required from beyond year 80 then the NPV calculation formula must be amended manually to cover the extended period Year 104: 0
[19 empty] | Fixed env & social | Input | £000s | Note: If option costs are required from beyond year 80 then the NPV calculation formula must be amended manually to cover the extended period Year 81: 0; Note: If option costs are required from beyond year 80 then the NPV calculation formula must be amended manually to cover the extended period Year 82: 0; Note: If option costs are required from beyond year 80 then the NPV calculation formula must be amended manually to cover the extended period Year 83: 0; Note: If option costs are required from beyond year 80 then the NPV calculation formula must be amended manually to cover the extended period Year 84: 0; Note: If option costs are required from beyond year 80 then the NPV calculation formula must be amended manually to cover the extended period Year 85: 0; Note: If option costs are required from beyond year 80 then the NPV calculation formula must be amended manually to cover the extended period Year 86: 0; Note: If option costs are required from beyond year 80 then the NPV calculation formula must be amended manually to cover the extended period Year 87: 0; Note: If option costs are required from beyond year 80 then the NPV calculation formula must be amended manually to cover the extended period Year 88: 0; Note: If option costs are required from beyond year 80 then the NPV calculation formula must be amended manually to cover the extended period Year 89: 0; Note: If option costs are required from beyond year 80 then the NPV calculation formula must be amended manually to cover the extended period Year 90: 0; Note: If option costs are required from beyond year 80 then the NPV calculation formula must be amended manually to cover the extended period Year 91: 0; Note: If option costs are required from beyond year 80 then the NPV calculation formula must be amended manually to cover the extended period Year 92: 0; Note: If option costs are required from beyond year 80 then the NPV calculation formula must be amended manually to cover the extended period Year 93: 0; Note: If option costs are required from beyond year 80 then the NPV calculation formula must be amended manually to cover the extended period Year 94: 0; Note: If option costs are required from beyond year 80 then the NPV calculation formula must be amended manually to cover the extended period Year 95: 0; Note: If option costs are required from beyond year 80 then the NPV calculation formula must be amended manually to cover the extended period Year 96: 0; Note: If option costs are required from beyond year 80 then the NPV calculation formula must be amended manually to cover the extended period Year 97: 0; Note: If option costs are required from beyond year 80 then the NPV calculation formula must be amended manually to cover the extended period Year 98: 0; Note: If option costs are required from beyond year 80 then the NPV calculation formula must be amended manually to cover the extended period Year 99: 0; Note: If option costs are required from beyond year 80 then the NPV calculation formula must be amended manually to cover the extended period Year 100: 0; Note: If option costs are required from beyond year 80 then the NPV calculation formula must be amended manually to cover the extended period Year 101: 0; Note: If option costs are required from beyond year 80 then the NPV calculation formula must be amended manually to cover the extended period Year 102: 0; Note: If option costs are required from beyond year 80 then the NPV calculation formula must be amended manually to cover the extended period Year 103: 0; Note: If option costs are required from beyond year 80 then the NPV calculation formula must be amended manually to cover the extended period Year 104: 0
[19 empty] | Variable env & social | Input | £000s | Note: If option costs are required from beyond year 80 then the NPV calculation formula must be amended manually to cover the extended period Year 81: 0; Note: If option costs are required from beyond year 80 then the NPV calculation formula must be amended manually to cover the extended period Year 82: 0; Note: If option costs are required from beyond year 80 then the NPV calculation formula must be amended manually to cover the extended period Year 83: 0; Note: If option costs are required from beyond year 80 then the NPV calculation formula must be amended manually to cover the extended period Year 84: 0; Note: If option costs are required from beyond year 80 then the NPV calculation formula must be amended manually to cover the extended period Year 85: 0; Note: If option costs are required from beyond year 80 then the NPV calculation formula must be amended manually to cover the extended period Year 86: 0; Note: If option costs are required from beyond year 80 then the NPV calculation formula must be amended manually to cover the extended period Year 87: 0; Note: If option costs are required from beyond year 80 then the NPV calculation formula must be amended manually to cover the extended period Year 88: 0; Note: If option costs are required from beyond year 80 then the NPV calculation formula must be amended manually to cover the extended period Year 89: 0; Note: If option costs are required from beyond year 80 then the NPV calculation formula must be amended manually to cover the extended period Year 90: 0; Note: If option costs are required from beyond year 80 then the NPV calculation formula must be amended manually to cover the extended period Year 91: 0; Note: If option costs are required from beyond year 80 then the NPV calculation formula must be amended manually to cover the extended period Year 92: 0; Note: If option costs are required from beyond year 80 then the NPV calculation formula must be amended manually to cover the extended period Year 93: 0; Note: If option costs are required from beyond year 80 then the NPV calculation formula must be amended manually to cover the extended period Year 94: 0; Note: If option costs are required from beyond year 80 then the NPV calculation formula must be amended manually to cover the extended period Year 95: 0; Note: If option costs are required from beyond year 80 then the NPV calculation formula must be amended manually to cover the extended period Year 96: 0; Note: If option costs are required from beyond year 80 then the NPV calculation formula must be amended manually to cover the extended period Year 97: 0; Note: If option costs are required from beyond year 80 then the NPV calculation formula must be amended manually to cover the extended period Year 98: 0; Note: If option costs are required from beyond year 80 then the NPV calculation formula must be amended manually to cover the extended period Year 99: 0; Note: If option costs are required from beyond year 80 then the NPV calculation formula must be amended manually to cover the extended period Year 100: 0; Note: If option costs are required from beyond year 80 then the NPV calculation formula must be amended manually to cover the extended period Year 101: 0; Note: If option costs are required from beyond year 80 then the NPV calculation formula must be amended manually to cover the extended period Year 102: 0; Note: If option costs are required from beyond year 80 then the NPV calculation formula must be amended manually to cover the extended period Year 103: 0; Note: If option costs are required from beyond year 80 then the NPV calculation formula must be amended manually to cover the extended period Year 104: 0
[19 empty] | Fixed carbon costs | Input | £000s | Note: If option costs are required from beyond year 80 then the NPV calculation formula must be amended manually to cover the extended period Year 81: 0; Note: If option costs are required from beyond year 80 then the NPV calculation formula must be amended manually to cover the extended period Year 82: 0; Note: If option costs are required from beyond year 80 then the NPV calculation formula must be amended manually to cover the extended period Year 83: 0; Note: If option costs are required from beyond year 80 then the NPV calculation formula must be amended manually to cover the extended period Year 84: 0; Note: If option costs are required from beyond year 80 then the NPV calculation formula must be amended manually to cover the extended period Year 85: 0; Note: If option costs are required from beyond year 80 then the NPV calculation formula must be amended manually to cover the extended period Year 86: 0; Note: If option costs are required from beyond year 80 then the NPV calculation formula must be amended manually to cover the extended period Year 87: 0; Note: If option costs are required from beyond year 80 then the NPV calculation formula must be amended manually to cover the extended period Year 88: 0; Note: If option costs are required from beyond year 80 then the NPV calculation formula must be amended manually to cover the extended period Year 89: 0; Note: If option costs are required from beyond year 80 then the NPV calculation formula must be amended manually to cover the extended period Year 90: 0; Note: If option costs are required from beyond year 80 then the NPV calculation formula must be amended manually to cover the extended period Year 91: 0; Note: If option costs are required from beyond year 80 then the NPV calculation formula must be amended manually to cover the extended period Year 92: 0; Note: If option costs are required from beyond year 80 then the NPV calculation formula must be amended manually to cover the extended period Year 93: 0; Note: If option costs are required from beyond year 80 then the NPV calculation formula must be amended manually to cover the extended period Year 94: 0; Note: If option costs are required from beyond year 80 then the NPV calculation formula must be amended manually to cover the extended period Year 95: 0; Note: If option costs are required from beyond year 80 then the NPV calculation formula must be amended manually to cover the extended period Year 96: 0; Note: If option costs are required from beyond year 80 then the NPV calculation formula must be amended manually to cover the extended period Year 97: 0; Note: If option costs are required from beyond year 80 then the NPV calculation formula must be amended manually to cover the extended period Year 98: 0; Note: If option costs are required from beyond year 80 then the NPV calculation formula must be amended manually to cover the extended period Year 99: 0; Note: If option costs are required from beyond year 80 then the NPV calculation formula must be amended manually to cover the extended period Year 100: 0; Note: If option costs are required from beyond year 80 then the NPV calculation formula must be amended manually to cover the extended period Year 101: 0; Note: If option costs are required from beyond year 80 then the NPV calculation formula must be amended manually to cover the extended period Year 102: 0; Note: If option costs are required from beyond year 80 then the NPV calculation formula must be amended manually to cover the extended period Year 103: 0; Note: If option costs are required from beyond year 80 then the NPV calculation formula must be amended manually to cover the extended period Year 104: 0
[19 empty] | Variable carbon costs | Input | £000s | Note: If option costs are required from beyond year 80 then the NPV calculation formula must be amended manually to cover the extended period Year 81: 0; Note: If option costs are required from beyond year 80 then the NPV calculation formula must be amended manually to cover the extended period Year 82: 0; Note: If option costs are required from beyond year 80 then the NPV calculation formula must be amended manually to cover the extended period Year 83: 0; Note: If option costs are required from beyond year 80 then the NPV calculation formula must be amended manually to cover the extended period Year 84: 0; Note: If option costs are required from beyond year 80 then the NPV calculation formula must be amended manually to cover the extended period Year 85: 0; Note: If option costs are required from beyond year 80 then the NPV calculation formula must be amended manually to cover the extended period Year 86: 0; Note: If option costs are required from beyond year 80 then the NPV calculation formula must be amended manually to cover the extended period Year 87: 0; Note: If option costs are required from beyond year 80 then the NPV calculation formula must be amended manually to cover the extended period Year 88: 0; Note: If option costs are required from beyond year 80 then the NPV calculation formula must be amended manually to cover the extended period Year 89: 0; Note: If option costs are required from beyond year 80 then the NPV calculation formula must be amended manually to cover the extended period Year 90: 0; Note: If option costs are required from beyond year 80 then the NPV calculation formula must be amended manually to cover the extended period Year 91: 0; Note: If option costs are required from beyond year 80 then the NPV calculation formula must be amended manually to cover the extended period Year 92: 0; Note: If option costs are required from beyond year 80 then the NPV calculation formula must be amended manually to cover the extended period Year 93: 0; Note: If option costs are required from beyond year 80 then the NPV calculation formula must be amended manually to cover the extended period Year 94: 0; Note: If option costs are required from beyond year 80 then the NPV calculation formula must be amended manually to cover the extended period Year 95: 0; Note: If option costs are required from beyond year 80 then the NPV calculation formula must be amended manually to cover the extended period Year 96: 0; Note: If option costs are required from beyond year 80 then the NPV calculation formula must be amended manually to cover the extended period Year 97: 0; Note: If option costs are required from beyond year 80 then the NPV calculation formula must be amended manually to cover the extended period Year 98: 0; Note: If option costs are required from beyond year 80 then the NPV calculation formula must be amended manually to cover the extended period Year 99: 0; Note: If option costs are required from beyond year 80 then the NPV calculation formula must be amended manually to cover the extended period Year 100: 0; Note: If option costs are required from beyond year 80 then the NPV calculation formula must be amended manually to cover the extended period Year 101: 0; Note: If option costs are required from beyond year 80 then the NPV calculation formula must be amended manually to cover the extended period Year 102: 0; Note: If option costs are required from beyond year 80 then the NPV calculation formula must be amended manually to cover the extended period Year 103: 0; Note: If option costs are required from beyond year 80 then the NPV calculation formula must be amended manually to cover the extended period Year 104: 0
[19 empty] | Customer willingness to pay | Input | £000s | Note: If option costs are required from beyond year 80 then the NPV calculation formula must be amended manually to cover the extended period Year 81: 0; Note: If option costs are required from beyond year 80 then the NPV calculation formula must be amended manually to cover the extended period Year 82: 0; Note: If option costs are required from beyond year 80 then the NPV calculation formula must be amended manually to cover the extended period Year 83: 0; Note: If option costs are required from beyond year 80 then the NPV calculation formula must be amended manually to cover the extended period Year 84: 0; Note: If option costs are required from beyond year 80 then the NPV calculation formula must be amended manually to cover the extended period Year 85: 0; Note: If option costs are required from beyond year 80 then the NPV calculation formula must be amended manually to cover the extended period Year 86: 0; Note: If option costs are required from beyond year 80 then the NPV calculation formula must be amended manually to cover the extended period Year 87: 0; Note: If option costs are required from beyond year 80 then the NPV calculation formula must be amended manually to cover the extended period Year 88: 0; Note: If option costs are required from beyond year 80 then the NPV calculation formula must be amended manually to cover the extended period Year 89: 0; Note: If option costs are required from beyond year 80 then the NPV calculation formula must be amended manually to cover the extended period Year 90: 0; Note: If option costs are required from beyond year 80 then the NPV calculation formula must be amended manually to cover the extended period Year 91: 0; Note: If option costs are required from beyond year 80 then the NPV calculation formula must be amended manually to cover the extended period Year 92: 0; Note: If option costs are required from beyond year 80 then the NPV calculation formula must be amended manually to cover the extended period Year 93: 0; Note: If option costs are required from beyond year 80 then the NPV calculation formula must be amended manually to cover the extended period Year 94: 0; Note: If option costs are required from beyond year 80 then the NPV calculation formula must be amended manually to cover the extended period Year 95: 0; Note: If option costs are required from beyond year 80 then the NPV calculation formula must be amended manually to cover the extended period Year 96: 0; Note: If option costs are required from beyond year 80 then the NPV calculation formula must be amended manually to cover the extended period Year 97: 0; Note: If option costs are required from beyond year 80 then the NPV calculation formula must be amended manually to cover the extended period Year 98: 0; Note: If option costs are required from beyond year 80 then the NPV calculation formula must be amended manually to cover the extended period Year 99: 0; Note: If option costs are required from beyond year 80 then the NPV calculation formula must be amended manually to cover the extended period Year 100: 0; Note: If option costs are required from beyond year 80 then the NPV calculation formula must be amended manually to cover the extended period Year 101: 0; Note: If option costs are required from beyond year 80 then the NPV calculation formula must be amended manually to cover the extended period Year 102: 0; Note: If option costs are required from beyond year 80 then the NPV calculation formula must be amended manually to cover the extended period Year 103: 0; Note: If option costs are required from beyond year 80 then the NPV calculation formula must be amended manually to cover the extended period Year 104: 0
[19 empty] | Total | Sum of above (excl WAFU) | £000s | 0 | 0 | 0 | 0 | 0 | 0 | 0 | 0 | 0 | 0 | 0 | 0 | 0 | 0 | 0 | 0 | 0 | 0 | 0 | 0 | 0 | 0 | 0 | 0 | 0 | 0 | 0 | 0 | 0 | 0 | 0 | 0 | 0 | 0 | 0 | 0 | 0 | 0 | 0 | 0 | 0 | 0 | 0 | 0 | 0 | 0 | 0 | 0 | 0 | 0 | 0 | 0 | 0 | 0 | 0 | 0 | 0 | 0 | 0 | 0 | 0 | 0 | 0 | 0 | 0 | 0 | 0 | 0 | 0 | 0 | 0 | 0 | 0 | 0 | 0 | 0 | 0 | 0 | 0 | 0 | 0 | 0 | 0 | 0 | 0 | 0 | 0 | 0 | 0 | 0 | 0 | 0 | 0 | 0 | 0 | 0 | 0 | 0 | 0 | 0 | 0 | 0 | 0 | 0
58.2a | Options to increase raw imports | [20 empty] | 0 | 0 | 0 | 0 | 0 | 0 | 0 | 0 | 0 | 0 | 0 | 0 | 0 | 0 | 0 | 0 | 0 | 0 | 0 | 0 | 0 | 0 | 0 | 0 | 0 | 0 | 0 | 0 | 0 | 0 | 0 | 0 | 0 | 0 | 0 | 0 | 0 | 0 | 0 | 0 | 0 | 0 | 0 | 0 | 0 | 0 | 0 | 0 | 0 | 0 | 0 | 0 | 0 | 0 | 0 | 0 | 0 | 0 | 0 | 0 | 0 | 0 | 0 | 0 | 0 | 0 | 0 | 0 | 0 | 0 | 0 | 0 | 0 | 0 | 0 | 0 | 0 | 0 | 0 | 0 | 0 | 0 | 0 | 0 | 0 | 0 | 0 | 0 | 0 | 0 | 0 | 0 | 0 | 0 | 0 | 0 | 0 | 0 | 0 | 0 | 0 | 0 | 0 | 0
58.3a | Options to increase potable imports | [20 empty] | 0 | 0 | 0 | 0 | 0 | 0 | 0 | 0 | 0 | 0 | 0 | 0 | 0 | 0 | 0 | 0 | 0 | 0 | 0 | 0 | 0 | 0 | 0 | 0 | 0 | 0 | 0 | 0 | 0 | 0 | 0 | 0 | 0 | 0 | 0 | 0 | 0 | 0 | 0 | 0 | 0 | 0 | 0 | 0 | 0 | 0 | 0 | 0 | 0 | 0 | 0 | 0 | 0 | 0 | 0 | 0 | 0 | 0 | 0 | 0 | 0 | 0 | 0 | 0 | 0 | 0 | 0 | 0 | 0 | 0 | 0 | 0 | 0 | 0 | 0 | 0 | 0 | 0 | 0 | 0 | 0 | 0 | 0 | 0 | 0 | 0 | 0 | 0 | 0 | 0 | 0 | 0 | 0 | 0 | 0 | 0 | 0 | 0 | 0 | 0 | 0 | 0 | 0 | 0
58.4a | Options to reduce raw water losses and operational use | [20 empty] | 0 | 0 | 0 | 0 | 0 | 0 | 0 | 0 | 0 | 0 | 0 | 0 | 0 | 0 | 0 | 0 | 0 | 0 | 0 | 0 | 0 | 0 | 0 | 0 | 0 | 0 | 0 | 0 | 0 | 0 | 0 | 0 | 0 | 0 | 0 | 0 | 0 | 0 | 0 | 0 | 0 | 0 | 0 | 0 | 0 | 0 | 0 | 0 | 0 | 0 | 0 | 0 | 0 | 0 | 0 | 0 | 0 | 0 | 0 | 0 | 0 | 0 | 0 | 0 | 0 | 0 | 0 | 0 | 0 | 0 | 0 | 0 | 0 | 0 | 0 | 0 | 0 | 0 | 0 | 0 | 0 | 0 | 0 | 0 | 0 | 0 | 0 | 0 | 0 | 0 | 0 | 0 | 0 | 0 | 0 | 0 | 0 | 0 | 0 | 0 | 0 | 0 | 0 | 0
58.5a | Options to reduce raw water exports | [20 empty] | 0 | 0 | 0 | 0 | 0 | 0 | 0 | 0 | 0 | 0 | 0 | 0 | 0 | 0 | 0 | 0 | 0 | 0 | 0 | 0 | 0 | 0 | 0 | 0 | 0 | 0 | 0 | 0 | 0 | 0 | 0 | 0 | 0 | 0 | 0 | 0 | 0 | 0 | 0 | 0 | 0 | 0 | 0 | 0 | 0 | 0 | 0 | 0 | 0 | 0 | 0 | 0 | 0 | 0 | 0 | 0 | 0 | 0 | 0 | 0 | 0 | 0 | 0 | 0 | 0 | 0 | 0 | 0 | 0 | 0 | 0 | 0 | 0 | 0 | 0 | 0 | 0 | 0 | 0 | 0 | 0 | 0 | 0 | 0 | 0 | 0 | 0 | 0 | 0 | 0 | 0 | 0 | 0 | 0 | 0 | 0 | 0 | 0 | 0 | 0 | 0 | 0 | 0 | 0
58.6a | Options to reduce potable water exports | [20 empty] | 0 | 0 | 0 | 0 | 0 | 0 | 0 | 0 | 0 | 0 | 0 | 0 | 0 | 0 | 0 | 0 | 0 | 0 | 0 | 0 | 0 | 0 | 0 | 0 | 0 | 0 | 0 | 0 | 0 | 0 | 0 | 0 | 0 | 0 | 0 | 0 | 0 | 0 | 0 | 0 | 0 | 0 | 0 | 0 | 0 | 0 | 0 | 0 | 0 | 0 | 0 | 0 | 0 | 0 | 0 | 0 | 0 | 0 | 0 | 0 | 0 | 0 | 0 | 0 | 0 | 0 | 0 | 0 | 0 | 0 | 0 | 0 | 0 | 0 | 0 | 0 | 0 | 0 | 0 | 0 | 0 | 0 | 0 | 0 | 0 | 0 | 0 | 0 | 0 | 0 | 0 | 0 | 0 | 0 | 0 | 0 | 0 | 0 | 0 | 0 | 0 | 0 | 0 | 0
58.7a | Other options to increase Deployable Output | [20 empty] | 0 | 0 | 0 | 0 | 0 | 0 | 0 | 0 | 0 | 0 | 0 | 0 | 0 | 0 | 0 | 0 | 0 | 0 | 0 | 0 | 0 | 0 | 0 | 0 | 0 | 0 | 0 | 0 | 0 | 0 | 0 | 0 | 0 | 0 | 0 | 0 | 0 | 0 | 0 | 0 | 0 | 0 | 0 | 0 | 0 | 0 | 0 | 0 | 0 | 0 | 0 | 0 | 0 | 0 | 0 | 0 | 0 | 0 | 0 | 0 | 0 | 0 | 0 | 0 | 0 | 0 | 0 | 0 | 0 | 0 | 0 | 0 | 0 | 0 | 0 | 0 | 0 | 0 | 0 | 0 | 0 | 0 | 0 | 0 | 0 | 0 | 0 | 0 | 0 | 0 | 0 | 0 | 0 | 0 | 0 | 0 | 0 | 0 | 0 | 0 | 0 | 0 | 0 | 0
59a | DISTRIBUTION SIDE | bar: Year 1 to Year 80
59.1a | Options to reduce Distribution Losses | [20 empty] | 0 | 0 | 0 | 0 | 0 | 0 | 0 | 0 | 0 | 0 | 0 | 0 | 0 | 0 | 0 | 0 | 0 | 0 | 0 | 0 | 0 | 0 | 0 | 0 | 0 | 0 | 0 | 0 | 0 | 0 | 0 | 0 | 0 | 0 | 0 | 0 | 0 | 0 | 0 | 0 | 0 | 0 | 0 | 0 | 0 | 0 | 0 | 0 | 0 | 0 | 0 | 0 | 0 | 0 | 0 | 0 | 0 | 0 | 0 | 0 | 0 | 0 | 0 | 0 | 0 | 0 | 0 | 0 | 0 | 0 | 0 | 0 | 0 | 0 | 0 | 0 | 0 | 0 | 0 | 0 | 0 | 0 | 0 | 0 | 0 | 0 | 0 | 0 | 0 | 0 | 0 | 0 | 0 | 0 | 0 | 0 | 0 | 0 | 0 | 0 | 0 | 0 | 0 | 0
59.2a | Options to reduce Distribution System Operating Use (DSOU) losses | [20 empty] | 0 | 0 | 0 | 0 | 0 | 0 | 0 | 0 | 0 | 0 | 0 | 0 | 0 | 0 | 0 | 0 | 0 | 0 | 0 | 0 | 0 | 0 | 0 | 0 | 0 | 0 | 0 | 0 | 0 | 0 | 0 | 0 | 0 | 0 | 0 | 0 | 0 | 0 | 0 | 0 | 0 | 0 | 0 | 0 | 0 | 0 | 0 | 0 | 0 | 0 | 0 | 0 | 0 | 0 | 0 | 0 | 0 | 0 | 0 | 0 | 0 | 0 | 0 | 0 | 0 | 0 | 0 | 0 | 0 | 0 | 0 | 0 | 0 | 0 | 0 | 0 | 0 | 0 | 0 | 0 | 0 | 0 | 0 | 0 | 0 | 0 | 0 | 0 | 0 | 0 | 0 | 0 | 0 | 0 | 0 | 0 | 0 | 0 | 0 | 0 | 0 | 0 | 0 | 0
60a | PRODUCTION SIDE | bar: Year 1 to Year 80
60.1a | Options to reduce treatment works losses | [20 empty] | 0 | 0 | 0 | 0 | 0 | 0 | 0 | 0 | 0 | 0 | 0 | 0 | 0 | 0 | 0 | 0 | 0 | 0 | 0 | 0 | 0 | 0 | 0 | 0 | 0 | 0 | 0 | 0 | 0 | 0 | 0 | 0 | 0 | 0 | 0 | 0 | 0 | 0 | 0 | 0 | 0 | 0 | 0 | 0 | 0 | 0 | 0 | 0 | 0 | 0 | 0 | 0 | 0 | 0 | 0 | 0 | 0 | 0 | 0 | 0 | 0 | 0 | 0 | 0 | 0 | 0 | 0 | 0 | 0 | 0 | 0 | 0 | 0 | 0 | 0 | 0 | 0 | 0 | 0 | 0 | 0 | 0 | 0 | 0 | 0 | 0 | 0 | 0 | 0 | 0 | 0 | 0 | 0 | 0 | 0 | 0 | 0 | 0 | 0 | 0 | 0 | 0 | 0 | 0
60.2a | Options to reduce outage | [20 empty] | 0 | 0 | 0 | 0 | 0 | 0 | 0 | 0 | 0 | 0 | 0 | 0 | 0 | 0 | 0 | 0 | 0 | 0 | 0 | 0 | 0 | 0 | 0 | 0 | 0 | 0 | 0 | 0 | 0 | 0 | 0 | 0 | 0 | 0 | 0 | 0 | 0 | 0 | 0 | 0 | 0 | 0 | 0 | 0 | 0 | 0 | 0 | 0 | 0 | 0 | 0 | 0 | 0 | 0 | 0 | 0 | 0 | 0 | 0 | 0 | 0 | 0 | 0 | 0 | 0 | 0 | 0 | 0 | 0 | 0 | 0 | 0 | 0 | 0 | 0 | 0 | 0 | 0 | 0 | 0 | 0 | 0 | 0 | 0 | 0 | 0 | 0 | 0 | 0 | 0 | 0 | 0 | 0 | 0 | 0 | 0 | 0 | 0 | 0 | 0 | 0 | 0 | 0 | 0
61a | CUSTOMER SIDE | bar: Year 1 to Year 80
61.1a | Options to change volume delivered to measured households | [20 empty] | 0 | 0 | 0 | 0 | 0 | 0 | 0 | 0 | 0 | 0 | 0 | 0 | 0 | 0 | 0 | 0 | 0 | 0 | 0 | 0 | 0 | 0 | 0 | 0 | 0 | 0 | 0 | 0 | 0 | 0 | 0 | 0 | 0 | 0 | 0 | 0 | 0 | 0 | 0 | 0 | 0 | 0 | 0 | 0 | 0 | 0 | 0 | 0 | 0 | 0 | 0 | 0 | 0 | 0 | 0 | 0 | 0 | 0 | 0 | 0 | 0 | 0 | 0 | 0 | 0 | 0 | 0 | 0 | 0 | 0 | 0 | 0 | 0 | 0 | 0 | 0 | 0 | 0 | 0 | 0 | 0 | 0 | 0 | 0 | 0 | 0 | 0 | 0 | 0 | 0 | 0 | 0 | 0 | 0 | 0 | 0 | 0 | 0 | 0 | 0 | 0 | 0 | 0 | 0
61.2a | Options to change volume delivered to unmeasured households | [20 empty] | 0 | 0 | 0 | 0 | 0 | 0 | 0 | 0 | 0 | 0 | 0 | 0 | 0 | 0 | 0 | 0 | 0 | 0 | 0 | 0 | 0 | 0 | 0 | 0 | 0 | 0 | 0 | 0 | 0 | 0 | 0 | 0 | 0 | 0 | 0 | 0 | 0 | 0 | 0 | 0 | 0 | 0 | 0 | 0 | 0 | 0 | 0 | 0 | 0 | 0 | 0 | 0 | 0 | 0 | 0 | 0 | 0 | 0 | 0 | 0 | 0 | 0 | 0 | 0 | 0 | 0 | 0 | 0 | 0 | 0 | 0 | 0 | 0 | 0 | 0 | 0 | 0 | 0 | 0 | 0 | 0 | 0 | 0 | 0 | 0 | 0 | 0 | 0 | 0 | 0 | 0 | 0 | 0 | 0 | 0 | 0 | 0 | 0 | 0 | 0 | 0 | 0 | 0 | 0
61.3a | Options to change volume delivered to measured non households | [20 empty] | 0 | 0 | 0 | 0 | 0 | 0 | 0 | 0 | 0 | 0 | 0 | 0 | 0 | 0 | 0 | 0 | 0 | 0 | 0 | 0 | 0 | 0 | 0 | 0 | 0 | 0 | 0 | 0 | 0 | 0 | 0 | 0 | 0 | 0 | 0 | 0 | 0 | 0 | 0 | 0 | 0 | 0 | 0 | 0 | 0 | 0 | 0 | 0 | 0 | 0 | 0 | 0 | 0 | 0 | 0 | 0 | 0 | 0 | 0 | 0 | 0 | 0 | 0 | 0 | 0 | 0 | 0 | 0 | 0 | 0 | 0 | 0 | 0 | 0 | 0 | 0 | 0 | 0 | 0 | 0 | 0 | 0 | 0 | 0 | 0 | 0 | 0 | 0 | 0 | 0 | 0 | 0 | 0 | 0 | 0 | 0 | 0 | 0 | 0 | 0 | 0 | 0 | 0 | 0
61.4a | Options to change volume delivered to unmeasured non households | [20 empty] | 0 | 0 | 0 | 0 | 0 | 0 | 0 | 0 | 0 | 0 | 0 | 0 | 0 | 0 | 0 | 0 | 0 | 0 | 0 | 0 | 0 | 0 | 0 | 0 | 0 | 0 | 0 | 0 | 0 | 0 | 0 | 0 | 0 | 0 | 0 | 0 | 0 | 0 | 0 | 0 | 0 | 0 | 0 | 0 | 0 | 0 | 0 | 0 | 0 | 0 | 0 | 0 | 0 | 0 | 0 | 0 | 0 | 0 | 0 | 0 | 0 | 0 | 0 | 0 | 0 | 0 | 0 | 0 | 0 | 0 | 0 | 0 | 0 | 0 | 0 | 0 | 0 | 0 | 0 | 0 | 0 | 0 | 0 | 0 | 0 | 0 | 0 | 0 | 0 | 0 | 0 | 0 | 0 | 0 | 0 | 0 | 0 | 0 | 0 | 0 | 0 | 0 | 0 | 0
61.5a | Options to reduce water taken unbilled | [20 empty] | 0 | 0 | 0 | 0 | 0 | 0 | 0 | 0 | 0 | 0 | 0 | 0 | 0 | 0 | 0 | 0 | 0 | 0 | 0 | 0 | 0 | 0 | 0 | 0 | 0 | 0 | 0 | 0 | 0 | 0 | 0 | 0 | 0 | 0 | 0 | 0 | 0 | 0 | 0 | 0 | 0 | 0 | 0 | 0 | 0 | 0 | 0 | 0 | 0 | 0 | 0 | 0 | 0 | 0 | 0 | 0 | 0 | 0 | 0 | 0 | 0 | 0 | 0 | 0 | 0 | 0 | 0 | 0 | 0 | 0 | 0 | 0 | 0 | 0 | 0 | 0 | 0 | 0 | 0 | 0 | 0 | 0 | 0 | 0 | 0 | 0 | 0 | 0 | 0 | 0 | 0 | 0 | 0 | 0 | 0 | 0 | 0 | 0 | 0 | 0 | 0 | 0 | 0 | 0
61.6a | Options impacting on measured Non Household - USPL | [20 empty] | 0 | 0 | 0 | 0 | 0 | 0 | 0 | 0 | 0 | 0 | 0 | 0 | 0 | 0 | 0 | 0 | 0 | 0 | 0 | 0 | 0 | 0 | 0 | 0 | 0 | 0 | 0 | 0 | 0 | 0 | 0 | 0 | 0 | 0 | 0 | 0 | 0 | 0 | 0 | 0 | 0 | 0 | 0 | 0 | 0 | 0 | 0 | 0 | 0 | 0 | 0 | 0 | 0 | 0 | 0 | 0 | 0 | 0 | 0 | 0 | 0 | 0 | 0 | 0 | 0 | 0 | 0 | 0 | 0 | 0 | 0 | 0 | 0 | 0 | 0 | 0 | 0 | 0 | 0 | 0 | 0 | 0 | 0 | 0 | 0 | 0 | 0 | 0 | 0 | 0 | 0 | 0 | 0 | 0 | 0 | 0 | 0 | 0 | 0 | 0 | 0 | 0 | 0 | 0
61.7a | Options impacting on unmeasured Non Household - USPL | [20 empty] | 0 | 0 | 0 | 0 | 0 | 0 | 0 | 0 | 0 | 0 | 0 | 0 | 0 | 0 | 0 | 0 | 0 | 0 | 0 | 0 | 0 | 0 | 0 | 0 | 0 | 0 | 0 | 0 | 0 | 0 | 0 | 0 | 0 | 0 | 0 | 0 | 0 | 0 | 0 | 0 | 0 | 0 | 0 | 0 | 0 | 0 | 0 | 0 | 0 | 0 | 0 | 0 | 0 | 0 | 0 | 0 | 0 | 0 | 0 | 0 | 0 | 0 | 0 | 0 | 0 | 0 | 0 | 0 | 0 | 0 | 0 | 0 | 0 | 0 | 0 | 0 | 0 | 0 | 0 | 0 | 0 | 0 | 0 | 0 | 0 | 0 | 0 | 0 | 0 | 0 | 0 | 0 | 0 | 0 | 0 | 0 | 0 | 0 | 0 | 0 | 0 | 0 | 0 | 0
61.8a | Options impacting on measured Household - USPL | [20 empty] | 0 | 0 | 0 | 0 | 0 | 0 | 0 | 0 | 0 | 0 | 0 | 0 | 0 | 0 | 0 | 0 | 0 | 0 | 0 | 0 | 0 | 0 | 0 | 0 | 0 | 0 | 0 | 0 | 0 | 0 | 0 | 0 | 0 | 0 | 0 | 0 | 0 | 0 | 0 | 0 | 0 | 0 | 0 | 0 | 0 | 0 | 0 | 0 | 0 | 0 | 0 | 0 | 0 | 0 | 0 | 0 | 0 | 0 | 0 | 0 | 0 | 0 | 0 | 0 | 0 | 0 | 0 | 0 | 0 | 0 | 0 | 0 | 0 | 0 | 0 | 0 | 0 | 0 | 0 | 0 | 0 | 0 | 0 | 0 | 0 | 0 | 0 | 0 | 0 | 0 | 0 | 0 | 0 | 0 | 0 | 0 | 0 | 0 | 0 | 0 | 0 | 0 | 0 | 0
61.9a | Options impacting on unmeasured Household - USPL | [20 empty] | 0 | 0 | 0 | 0 | 0 | 0 | 0 | 0 | 0 | 0 | 0 | 0 | 0 | 0 | 0 | 0 | 0 | 0 | 0 | 0 | 0 | 0 | 0 | 0 | 0 | 0 | 0 | 0 | 0 | 0 | 0 | 0 | 0 | 0 | 0 | 0 | 0 | 0 | 0 | 0 | 0 | 0 | 0 | 0 | 0 | 0 | 0 | 0 | 0 | 0 | 0 | 0 | 0 | 0 | 0 | 0 | 0 | 0 | 0 | 0 | 0 | 0 | 0 | 0 | 0 | 0 | 0 | 0 | 0 | 0 | 0 | 0 | 0 | 0 | 0 | 0 | 0 | 0 | 0 | 0 | 0 | 0 | 0 | 0 | 0 | 0 | 0 | 0 | 0 | 0 | 0 | 0 | 0 | 0 | 0 | 0 | 0 | 0 | 0 | 0 | 0 | 0 | 0 | 0
61.10a | Options impacting on Void properties - USPL | [20 empty] | 0 | 0 | 0 | 0 | 0 | 0 | 0 | 0 | 0 | 0 | 0 | 0 | 0 | 0 | 0 | 0 | 0 | 0 | 0 | 0 | 0 | 0 | 0 | 0 | 0 | 0 | 0 | 0 | 0 | 0 | 0 | 0 | 0 | 0 | 0 | 0 | 0 | 0 | 0 | 0 | 0 | 0 | 0 | 0 | 0 | 0 | 0 | 0 | 0 | 0 | 0 | 0 | 0 | 0 | 0 | 0 | 0 | 0 | 0 | 0 | 0 | 0 | 0 | 0 | 0 | 0 | 0 | 0 | 0 | 0 | 0 | 0 | 0 | 0 | 0 | 0 | 0 | 0 | 0 | 0 | 0 | 0 | 0 | 0 | 0 | 0 | 0 | 0 | 0 | 0 | 0 | 0 | 0 | 0 | 0 | 0 | 0 | 0 | 0 | 0 | 0 | 0 | 0 | 0
RZCOSTSHERE
| 0 | 0
| 0 | 0
| 0 | 0
| 0 | 0
| 0 | 0
Start dates | Option Categories
2020-21 | Aquifer recharge
2021-22 | Bulk supply
2022-23 | Conjunctive use
2023-24 | Desalination
2024-25 | Effluent reuse
2025-26 | GW enhancement
2026-27 | GW new
2027-28 | Reservoir enlargement
2028-29 | New reservoir
2029-30 | SW enhancement
2030-31 | SW new
2031-32
2032-33
2033-34 | Active leakage management
2034-35 | Mains repair
2035-36 | Mains replacement (not trunk mains)
2036-37 | Pressure management
2037-38 | Other leakage control
2038-39 | Trunk mains renewal
2039-40 | Pumps
2040-41 | Service reservoir
2041-42
2042-43
2043-44 | Water treatment works loss recovery
2044-45 | Water treatment works capacity increase
Cistern displacement device
Household water audit
Commercial water audit
Customer education / awareness
Other water efficiency
Metering optants
Metering change of occupancy
Metering compulsory
Metering other selective
Supply pipe repairs / replacement
Outdoor water efficiency devices
Retrofitting indoor water efficiency devices
Alternative tariffs
Collaborative R&D

## 6. Preferred (Scenario Yr)
Table 6: Preferred list of water management options
DRY YEAR PLANNED GAINS IN WAFU OR SAVINGS IN DEMAND (Ml/d) - TO BE COMPLETED FOR ALL PREFERRED OPTIONS (WAFU gains for each year are individual year gains and not cumulative gains)
Row Ref | Option Name [Insert / delete non-numbered lines to suit] | Option Reference No. | Unit | Decimal places | 2017/18 | For info 2017-18 | For info 2018-19 | For info 2019-20 | 2020-21 | 2021-22 | 2022-23 | 2023-24 | 2024-25 | 2025-26 | 2026-27 | 2027-28 | 2028-29 | 2029-2030 | 2030-2031 | 2031-2032 | 2032-33 | 2033-34 | 2034-35 | 2035-36 | 2036-37 | 2037-38 | 2038-39 | 2039-40 | 2040-41 | 2040-42 | 2040-43 | 2040-44 | 2040-45
58 | Resource Management | - | Ml/d | 2 | 0 | 0 | 0 | 0 | 0 | 0 | 0 | 0 | 0 | 0 | 0 | 0 | 0 | 0 | 0 | 0 | 0 | 0 | 0 | 0 | 0 | 0 | 0 | 0 | 0 | 0 | 0 | 0 | 0
58.1 | Increase raw water abstractions | - | Ml/d | 2 | 0 | 0 | 0 | 0 | 0 | 0 | 0 | 0 | 0 | 0 | 0 | 0 | 0 | 0 | 0 | 0 | 0 | 0 | 0 | 0 | 0 | 0 | 0 | 0 | 0 | 0 | 0 | 0 | 0
- |  |  | Ml/d | 2
- | (insert row above) | - | - |  | - | - | - | - | bar: 2020-21 to 2040-45
58.2 | Raw water imports | - | Ml/d | 2 | 0 | 0 | 0 | 0 | 0 | 0 | 0 | 0 | 0 | 0 | 0 | 0 | 0 | 0 | 0 | 0 | 0 | 0 | 0 | 0 | 0 | 0 | 0 | 0 | 0 | 0 | 0 | 0 | 0
- |  |  | Ml/d | 2
- | (insert row above) | - | - |  | - | - | - | - | bar: 2020-21 to 2040-45
58.3 | Potable water Imports (input reductions as -ve) | - | Ml/d | 2 | 0 | 0 | 0 | 0 | 0 | 0 | 0 | 0 | 0 | 0 | 0 | 0 | 0 | 0 | 0 | 0 | 0 | 0 | 0 | 0 | 0 | 0 | 0 | 0 | 0 | 0 | 0 | 0 | 0
- |  |  | Ml/d | 2
- | (insert row above) | - | - |  | - | - | - | - | bar: 2020-21 to 2040-45
58.4 | Reduce raw water losses and operational use (input as -ve) | - | Ml/d | 2 | 0 | 0 | 0 | 0 | 0 | 0 | 0 | 0 | 0 | 0 | 0 | 0 | 0 | 0 | 0 | 0 | 0 | 0 | 0 | 0 | 0 | 0 | 0 | 0 | 0 | 0 | 0 | 0 | 0
- |  |  | Ml/d | 2
- | (insert row above) | - | - |  | - | - | - | - | bar: 2020-21 to 2040-45
58.5 | Reduced raw water export (including non potable supplies) |  | Ml/d | 2 | 0 | 0 | 0 | 0 | 0 | 0 | 0 | 0 | 0 | 0 | 0 | 0 | 0 | 0 | 0 | 0 | 0 | 0 | 0 | 0 | 0 | 0 | 0 | 0 | 0 | 0 | 0 | 0 | 0
58.51 | Reduce raw water exports (input as -ve) | - | Ml/d | 2 | 0 | 0 | 0 | 0 | 0 | 0 | 0 | 0 | 0 | 0 | 0 | 0 | 0 | 0 | 0 | 0 | 0 | 0 | 0 | 0 | 0 | 0 | 0 | 0 | 0 | 0 | 0 | 0 | 0
- |  |  | Ml/d | 2
- | (insert row above) | - | - |  | - | - | - | - | bar: 2020-21 to 2040-45
58.52 | Reduce non potable supplies (input as -ve) | - | Ml/d | 2 | 0 | 0 | 0 | 0 | 0 | 0 | 0 | 0 | 0 | 0 | 0 | 0 | 0 | 0 | 0 | 0 | 0 | 0 | 0 | 0 | 0 | 0 | 0 | 0 | 0 | 0 | 0 | 0 | 0
- |  |  | Ml/d | 2
- | (insert row above) | - | - |  | - | - | - | - | bar: 2020-21 to 2040-45
58.6 | Reduce potable water exports (input as -ve) | - | Ml/d |  | 0 | 0 | 0 | 0 | 0 | 0 | 0 | 0 | 0 | 0 | 0 | 0 | 0 | 0 | 0 | 0 | 0 | 0 | 0 | 0 | 0 | 0 | 0 | 0 | 0 | 0 | 0 | 0 | 0
- |  |  | Ml/d | 2
- | (insert row above) | - | - |  | - | - | - | - | bar: 2020-21 to 2040-45
58.7 | Other options to increase deployable output | - | Ml/d |  | 0 | 0 | 0 | 0 | 0 | 0 | 0 | 0 | 0 | 0 | 0 | 0 | 0 | 0 | 0 | 0 | 0 | 0 | 0 | 0 | 0 | 0 | 0 | 0 | 0 | 0 | 0 | 0 | 0
- |  |  | Ml/d | 2
- | (insert row above) | - | - |  | - | - | - | - | bar: 2020-21 to 2040-45
59 | Distribution Side Management | - |  |  | 0 | 0 | 0 | 0 | 0 | 0 | 0 | 0 | 0 | 0 | 0 | 0 | 0 | 0 | 0 | 0 | 0 | 0 | 0 | 0 | 0 | 0 | 0 | 0 | 0 | 0 | 0 | 0 | 0
59.1 | Reduce distribution losses (input as -ve) | - | Ml/d | 2 | 0 | 0 | 0 | 0 | 0 | 0 | 0 | 0 | 0 | 0 | 0 | 0 | 0 | 0 | 0 | 0 | 0 | 0 | 0 | 0 | 0 | 0 | 0 | 0 | 0 | 0 | 0 | 0 | 0
|  |  | Ml/d | 2
- | (insert row above) | - | - |  | - | - | - | - | bar: 2020-21 to 2040-45
59.2 | Reduce distribution system operational use (DSOU) (input as -ve) | - | Ml/d | 2 | 0 | 0 | 0 | 0 | 0 | 0 | 0 | 0 | 0 | 0 | 0 | 0 | 0 | 0 | 0 | 0 | 0 | 0 | 0 | 0 | 0 | 0 | 0 | 0 | 0 | 0 | 0 | 0 | 0
- |  |  | Ml/d | 2
- | (insert row above) | - | - |  | - | - | - | - | bar: 2020-21 to 2040-45
60 | Production Side Management, Specify Below.... | - |  | 2 | 0 | 0 | 0 | 0 | 0 | 0 | 0 | 0 | 0 | 0 | 0 | 0 | 0 | 0 | 0 | 0 | 0 | 0 | 0 | 0 | 0 | 0 | 0 | 0 | 0 | 0 | 0 | 0 | 0
60.1 | Reduce treatment works losses (input as -ve) | - | Ml/d | 2 | 0 | 0 | 0 | 0 | 0 | 0 | 0 | 0 | 0 | 0 | 0 | 0 | 0 | 0 | 0 | 0 | 0 | 0 | 0 | 0 | 0 | 0 | 0 | 0 | 0 | 0 | 0 | 0 | 0
- |  |  | Ml/d | 2
- | (insert row above) | - | - |  | - | - | - | - | bar: 2020-21 to 2040-45
60.2 | Reduce outages (input as -ve) | - | Ml/d | 2 | 0 | 0 | 0 | 0 | 0 | 0 | 0 | 0 | 0 | 0 | 0 | 0 | 0 | 0 | 0 | 0 | 0 | 0 | 0 | 0 | 0 | 0 | 0 | 0 | 0 | 0 | 0 | 0 | 0
- |  |  | Ml/d | 2
- | (insert row above) | - | - |  | - | - | - | - | bar: 2020-21 to 2040-45
61 | Customer Side Management | - |  | 2 | 0 | 0 | 0 | 0 | 0 | 0 | 0 | 0 | 0 | 0 | 0 | 0 | 0 | 0 | 0 | 0 | 0 | 0 | 0 | 0 | 0 | 0 | 0 | 0 | 0 | 0 | 0 | 0 | 0
61.1 | Change volume delivered to measured non households (input reductions as -ve) | - | Ml/d | 2 | 0 | 0 | 0 | 0 | 0 | 0 | 0 | 0 | 0 | 0 | 0 | 0 | 0 | 0 | 0 | 0 | 0 | 0 | 0 | 0 | 0 | 0 | 0 | 0 | 0 | 0 | 0 | 0 | 0
- |  |  | Ml/d | 2
- | (insert row above) | - | - |  | - | - | - | - | bar: 2020-21 to 2040-45
61.2 | Change volume delivered to unmeasured non households (input reductions as -ve) | - | Ml/d | 2 | 0 | 0 | 0 | 0 | 0 | 0 | 0 | 0 | 0 | 0 | 0 | 0 | 0 | 0 | 0 | 0 | 0 | 0 | 0 | 0 | 0 | 0 | 0 | 0 | 0 | 0 | 0 | 0 | 0
- |  |  | Ml/d | 2
- | (insert row above) | - | - |  | - | - | - | - | bar: 2020-21 to 2040-45
61.3 | Change volume delivered to measured households (input reductions as -ve) | - | Ml/d | 2 | 0 | 0 | 0 | 0 | 0 | 0 | 0 | 0 | 0 | 0 | 0 | 0 | 0 | 0 | 0 | 0 | 0 | 0 | 0 | 0 | 0 | 0 | 0 | 0 | 0 | 0 | 0 | 0 | 0
|  |  | Ml/d | 2
- | (insert row above) | - | - |  | - | - | - | - | bar: 2020-21 to 2040-45
61.4 | Change volume delivered to unmeasured households (input reductions as -ve) | - | Ml/d | 2 | 0 | 0 | 0 | 0 | 0 | 0 | 0 | 0 | 0 | 0 | 0 | 0 | 0 | 0 | 0 | 0 | 0 | 0 | 0 | 0 | 0 | 0 | 0 | 0 | 0 | 0 | 0 | 0 | 0
- |  |  | Ml/d | 2
- | (insert row above) | - | - |  | - | - | - | - | bar: 2020-21 to 2040-45
61.5 | Options to reduce water taken unbilled (input as -ve) | - | Ml/d | 2 | 0 | 0 | 0 | 0 | 0 | 0 | 0 | 0 | 0 | 0 | 0 | 0 | 0 | 0 | 0 | 0 | 0 | 0 | 0 | 0 | 0 | 0 | 0 | 0 | 0 | 0 | 0 | 0 | 0
- |  |  | Ml/d | 2
- | (insert row above) | - | - |  | - | - | - | - | bar: 2020-21 to 2040-45
61.6 | Options impacting on measured Non Household - USPL (input reductions as -ve) |  | l/pr | 2 | 0 | 0 | 0 | 0 | 0 | 0 | 0 | 0 | 0 | 0 | 0 | 0 | 0 | 0 | 0 | 0 | 0 | 0 | 0 | 0 | 0 | 0 | 0 | 0 | 0 | 0 | 0 | 0 | 0
- |  |  | Ml/d | 2
- | (insert row above) | - | - |  | - | - | - | - | bar: 2020-21 to 2040-45
61.7 | Options impacting on unmeasured Non Household - USPL (input reductions as -ve) |  | l/pr | 2 | 0 | 0 | 0 | 0 | 0 | 0 | 0 | 0 | 0 | 0 | 0 | 0 | 0 | 0 | 0 | 0 | 0 | 0 | 0 | 0 | 0 | 0 | 0 | 0 | 0 | 0 | 0 | 0 | 0
- |  |  | Ml/d | 2
- | (insert row above) | - | - |  | - | - | - | - | bar: 2020-21 to 2040-45
61.8 | Options impacting on measured Household - USPL (input reductions as -ve) |  | l/pr | 2 | 0 | 0 | 0 | 0 | 0 | 0 | 0 | 0 | 0 | 0 | 0 | 0 | 0 | 0 | 0 | 0 | 0 | 0 | 0 | 0 | 0 | 0 | 0 | 0 | 0 | 0 | 0 | 0 | 0
- |  |  | Ml/d | 2
- | (insert row above) | - | - |  | - | - | - | - | bar: 2020-21 to 2040-45
61.9 | Options impacting on unmeasured Household - USPL (input reductions as -ve) |  | l/pr | 2 | 0 | 0 | 0 | 0 | 0 | 0 | 0 | 0 | 0 | 0 | 0 | 0 | 0 | 0 | 0 | 0 | 0 | 0 | 0 | 0 | 0 | 0 | 0 | 0 | 0 | 0 | 0 | 0 | 0
- |  |  | Ml/d | 2
- | (insert row above) | - | - |  | - | - | - | - | bar: 2020-21 to 2040-45
61.1 | Options impacting on Void properties - USPL (input reductions as -ve) |  | l/pr | 2 | 0 | 0 | 0 | 0 | 0 | 0 | 0 | 0 | 0 | 0 | 0 | 0 | 0 | 0 | 0 | 0 | 0 | 0 | 0 | 0 | 0 | 0 | 0 | 0 | 0 | 0 | 0 | 0 | 0
- |  |  | Ml/d | 2
- | (insert row above) | - | - |  | - | - | - | - | bar: 2020-21 to 2040-45
| Company: | Albion Water
| Resource Zone Name: | Upper Rissington
| Resource Zone Number: | 1
| Planning Scenario Name: | Dry Year Annual Average
| Chosen Level of Service: | See WRMP document

## 7. FP Supply
Table 7: Final planning water supply
| Row Ref | Component | Derivation | Unit | Decimal places | 2017/18 | For info 2017-18 | For info 2018-19 | For info 2019-20 | 2020-21 | 2021-22 | 2022-23 | 2023-24 | 2024-25 | 2025-26 | 2026-27 | 2027-28 | 2028-29 | 2029-2030 | 2030-2031 | 2031-2032 | 2032-33 | 2033-34 | 2034-35 | 2035-36 | 2036-37 | 2037-38 | 2038-39 | 2039-40 | 2040-41 | 2040-42 | 2040-43 | 2040-44 | 2040-45
Resources | 1FP | Raw Water Abstracted | 1BL+ (6. Preferred scenario ref 58.1) | Ml/d | 2 | 0 | 0 | 0 | 0 | 0 | 0 | 0 | 0 | 0 | 0 | 0 | 0 | 0 | 0 | 0 | 0 | 0 | 0 | 0 | 0 | 0 | 0 | 0 | 0 | 0 | 0 | 0 | 0 | 0
| 2FP | Raw Water Imported | 2BL+ (6. Preferred scenario ref 58.2) | Ml/d | 2 | 0 | 0 | 0 | 0.038108 | 0.038108 | 0.038108 | 0.038108 | 0.038108 | 0.038108 | 0.038108 | 0.038108 | 0.038108 | 0.038108 | 0.038108 | 0.038108 | 0.038108 | 0.038108 | 0.038108 | 0.038108 | 0.038108 | 0.038108 | 0.038108 | 0.038108 | 0.038108 | 0.038108 | 0.038108 | 0.038108 | 0.038108 | 0.038108
| - | - | - | - | 2 | - | - | - | - | bar: 2020-21 to 2040-45
| - | - | - | - | 2 | - | - | - | - | bar: 2020-21 to 2040-45
| - | - | - | - | 2 | - | - | - | - | bar: 2020-21 to 2040-45
| 3FP | Potable Water Imported | 3BL+ (6. Preferred scenario ref 58.3) | Ml/d | 2 | 0.307 | 0.307 | 0.307 | 0.307 | 0.307 | 0.307 | 0.307 | 0.307 | 0.307 | 0.307 | 0.307 | 0.307 | 0.307 | 0.307 | 0.307 | 0.307 | 0.307 | 0.307 | 0.307 | 0.307 | 0.307 | 0.307 | 0.307 | 0.307 | 0.307 | 0.307 | 0.307 | 0.307 | 0.307
| - | - | - | - | 2 | - | - | - | - | bar: 2020-21 to 2040-45
| - | - | - | - | 2 | - | - | - | - | bar: 2020-21 to 2040-45
| - | - | - | - | 2 | - | - | - | - | bar: 2020-21 to 2040-45
| - | - | - | - | 2 | - | - | - | - | bar: 2020-21 to 2040-45
Resource (and process) losses | 5FP | Raw Water Exported (raw exports and non potable uses) | 5BL+ (6. Preferred scenario ref 58.5) | Ml/d | 2 | 0 | 0 | 0 | 0.038108 | 0.038108 | 0.038108 | 0.038108 | 0.038108 | 0.038108 | 0.038108 | 0.038108 | 0.038108 | 0.038108 | 0.038108 | 0.038108 | 0.038108 | 0.038108 | 0.038108 | 0.038108 | 0.038108 | 0.038108 | 0.038108 | 0.038108 | 0.038108 | 0.038108 | 0.038108 | 0.038108 | 0.038108 | 0.038108
| - | - | - | - | 2 | - | - | - | - | bar: 2020-21 to 2040-45
| - | - | - | - | 2 | - | - | - | - | bar: 2020-21 to 2040-45
| - | - | - | - | 2 | - | - | - | - | bar: 2020-21 to 2040-45
| 6FP | Potable Water Exported | 6BL+ (6. Preferred scenario ref 58.6) | Ml/d | 2 | 0 | 0 | 0 | 0 | 0 | 0 | 0 | 0 | 0 | 0 | 0 | 0 | 0 | 0 | 0 | 0 | 0 | 0 | 0 | 0 | 0 | 0 | 0 | 0 | 0 | 0 | 0 | 0 | 0
| - | - | - | - | 2 | - | - | - | - | bar: 2020-21 to 2040-45
| - | - | - | - | 2 | - | - | - | - | bar: 2020-21 to 2040-45
| - | - | - | - | 2 | - | - | - | - | bar: 2020-21 to 2040-45
| 7FP | Deployable Output | 7BL+ 8BL+ (6. Preferred scenario ref 58.7) |  | 2 | 0 | 0 | 0 | 0 | 0 | 0 | 0 | 0 | 0 | 0 | 0 | 0 | 0 | 0 | 0 | 0 | 0 | 0 | 0 | 0 | 0 | 0 | 0 | 0 | 0 | 0 | 0 | 0 | 0
| - | - | - | - | 2 | bar: 2020-21 to 2040-45
| - | - | - | - | 2 | - | - | - | - | bar: 2020-21 to 2040-45
| - | - | - | - | 2 | - | - | - | - | bar: 2020-21 to 2040-45
| - | - | - | - | 2 | - | - | - | - | bar: 2020-21 to 2040-45
| - | - | - | - | 2 | - | - | - | - | bar: 2020-21 to 2040-45
| 9FP | Raw water losses, treatment works losses and operational use | 9BL+ (6. Preferred scenario ref 60.1) | Ml/d | 2 | 0 | 0 | 0 | 0 | 0 | 0 | 0 | 0 | 0 | 0 | 0 | 0 | 0 | 0 | 0 | 0 | 0 | 0 | 0 | 0 | 0 | 0 | 0 | 0 | 0 | 0 | 0 | 0 | 0
| 10FP | Outage allowance | 10BL+ (6. Preferred scenario ref 60.2) | Ml/d | 2 | 0 | 0 | 0 | 0 | 0 | 0 | 0 | 0 | 0 | 0 | 0 | 0 | 0 | 0 | 0 | 0 | 0 | 0 | 0 | 0 | 0 | 0 | 0 | 0 | 0 | 0 | 0 | 0 | 0
|  | Company: | Albion Water
|  | Resource Zone Name: | Upper Rissington
|  | Resource Zone Number: | 1
|  | Planning Scenario Name: | Dry Year Annual Average
|  | Chosen Level of Service: | See WRMP document

## 8. FP Demand
Table 8: Final planning water demand
| Row Ref | Component | Derivation / Impact of preferred options | Unit | Decimal places | 2017/18 | For info 2017-18 | For info 2018-19 | For info 2019-20 | 2020-21 | 2021-22 | 2022-23 | 2023-24 | 2024-25 | 2025-26 | 2026-27 | 2027-28 | 2028-29 | 2029-2030 | 2030-2031 | 2031-2032 | 2032-33 | 2033-34 | 2034-35 | 2035-36 | 2036-37 | 2037-38 | 2038-39 | 2039-40 | 2040-41 | 2040-42 | 2040-43 | 2040-44 | 2040-45
Consumption | 19FP | Water Delivered Measured Non Household | Calculated BL+Preferred options | Ml/d | 2 | 0 | 0.002043 | 0.0025537 | 0.0031921 | 0.0031921 | 0.0031921 | 0.0031921 | 0.0031921 | 0.0031921 | 0.0031921 | 0.0031921 | 0.0031921 | 0.0031921 | 0.0031921 | 0.0031921 | 0.0031921 | 0.0031921 | 0.0031921 | 0.0031921 | 0.0031921 | 0.0031921 | 0.0031921 | 0.0031921 | 0.0031921 | 0.0031921 | 0.0031921 | 0.0031921 | 0.0031921 | 0.0031921
| 20FP | Water Delivered Unmeasured Non Household | Calculated BL+Preferred options | Ml/d | 2 | 0 | 0 | 0 | 0 | 0 | 0 | 0 | 0 | 0 | 0 | 0 | 0 | 0 | 0 | 0 | 0 | 0 | 0 | 0 | 0 | 0 | 0 | 0 | 0 | 0 | 0 | 0 | 0 | 0
| 21FP | Water Delivered Measured Household | Calculated BL+Preferred options | Ml/d | 2 | 0.10709 | 0.10709 | 0.1199 | 0.094614 | 0.094614 | 0.094614 | 0.094614 | 0.094614 | 0.094614 | 0.094614 | 0.094614 | 0.094614 | 0.094614 | 0.094614 | 0.094614 | 0.094614 | 0.094614 | 0.094614 | 0.094614 | 0.094614 | 0.094614 | 0.094614 | 0.094614 | 0.094614 | 0.094614 | 0.094614 | 0.094614 | 0.094614 | 0.094614
| 22FP | Water Delivered Unmeasured Household | Calculated BL+Preferred options | Ml/d | 2 | 0.11925 | 0.11925 | 0.11925 | 0.11925 | 0.11925 | 0.11925 | 0.11925 | 0.11925 | 0.11925 | 0.11925 | 0.11925 | 0.11925 | 0.11925 | 0.11925 | 0.11925 | 0.11925 | 0.11925 | 0.11925 | 0.11925 | 0.11925 | 0.11925 | 0.11925 | 0.11925 | 0.11925 | 0.11925 | 0.11925 | 0.11925 | 0.11925 | 0.11925
| 23FP | Measured Non Household - Consumption | 19FP-34FP | Ml/d | 2 | 0 | 0.002043 | 0.0025537 | 0.0031921 | 0.0031921 | 0.0031921 | 0.0031921 | 0.0031921 | 0.0031921 | 0.0031921 | 0.0031921 | 0.0031921 | 0.0031921 | 0.0031921 | 0.0031921 | 0.0031921 | 0.0031921 | 0.0031921 | 0.0031921 | 0.0031921 | 0.0031921 | 0.0031921 | 0.0031921 | 0.0031921 | 0.0031921 | 0.0031921 | 0.0031921 | 0.0031921 | 0.0031921
| 24FP | Unmeasured Non Household - Consumption | 20FP-35FP | Ml/d | 2 | 0 | 0 | 0 | 0 | 0 | 0 | 0 | 0 | 0 | 0 | 0 | 0 | 0 | 0 | 0 | 0 | 0 | 0 | 0 | 0 | 0 | 0 | 0 | 0 | 0 | 0 | 0 | 0 | 0
| 25FP | Measured Household - Consumption | 21FP-36FP | Ml/d | 2 | 0.10709 | 0.10709 | 0.1199 | 0.094614 | 0.094614 | 0.094614 | 0.094614 | 0.094614 | 0.094614 | 0.094614 | 0.094614 | 0.094614 | 0.094614 | 0.094614 | 0.094614 | 0.094614 | 0.094614 | 0.094614 | 0.094614 | 0.094614 | 0.094614 | 0.094614 | 0.094614 | 0.094614 | 0.094614 | 0.094614 | 0.094614 | 0.094614 | 0.094614
| 26FP | Unmeasured Household - Consumption | 22FP-37FP | Ml/d | 2 | 0.11925 | 0.11925 | 0.11925 | 0.11925 | 0.11925 | 0.11925 | 0.11925 | 0.11925 | 0.11925 | 0.11925 | 0.11925 | 0.11925 | 0.11925 | 0.11925 | 0.11925 | 0.11925 | 0.11925 | 0.11925 | 0.11925 | 0.11925 | 0.11925 | 0.11925 | 0.11925 | 0.11925 | 0.11925 | 0.11925 | 0.11925 | 0.11925 | 0.11925
| 27 - | Percentage of consumption driven by climate change | n/a in FP | - | 1 | - | - | - | - | bar: 2020-21 to 2040-45
| 28 - | Volume of consumption driven by climate change | n/a in FP | - | 1 | 1 | - | - | - | bar: 2020-21 to 2040-45
PCC and consumption by component | 29FP | Measured Household - PCC | (25FP*1,000,000)/(51FP*1,000) | l/h/d | 1 | #DIV/0! | #DIV/0! | #DIV/0! | 1 | #DIV/0! | #DIV/0! | #DIV/0! | #DIV/0! | #DIV/0! | #DIV/0! | #DIV/0! | #DIV/0! | #DIV/0! | #DIV/0! | #DIV/0! | #DIV/0! | #DIV/0! | #DIV/0! | #DIV/0! | #DIV/0! | #DIV/0! | #DIV/0! | #DIV/0! | #DIV/0! | #DIV/0! | #DIV/0! | #DIV/0! | #DIV/0! | #DIV/0!
| 29.1FP | Measured toilet flushing | Input brief explanation here | l/h/d | 1 | bar: 2020-21
| 29.2FP | Measured personal washing | Input brief explanation here | l/h/d | 1 | bar: 2020-21
| 29.3FP | Measured clothes washing | Input brief explanation here | l/h/d | 1 | bar: 2020-21
| 29.4FP | Measured dish washing | Input brief explanation here | l/h/d | 1 | bar: 2020-21
| 29.5FP | Measured miscellaneous internal use | Input brief explanation here | l/h/d | 1 | bar: 2020-21
| 29.6FP | Measured external use | Input brief explanation here | l/h/d | 1 | bar: 2020-21
| 30FP | Unmeasured Household - PCC | (26FP*1,000,000)/(52FP*1,000) | l/h/d | 1 | #DIV/0! | #DIV/0! | #DIV/0! | #DIV/0! | #DIV/0! | #DIV/0! | #DIV/0! | #DIV/0! | #DIV/0! | #DIV/0! | #DIV/0! | #DIV/0! | #DIV/0! | #DIV/0! | #DIV/0! | #DIV/0! | #DIV/0! | #DIV/0! | #DIV/0! | #DIV/0! | #DIV/0! | #DIV/0! | #DIV/0! | #DIV/0! | #DIV/0! | #DIV/0! | #DIV/0! | #DIV/0! | #DIV/0!
| 30.1FP | Unmeasured toilet flushing | Input brief explanation here | l/h/d | 1 | bar: 2020-21
| 30.2FP | Unmeasured personal washing | Input brief explanation here | l/h/d | 1 | bar: 2020-21
| 30.3FP | Unmeasured clothes washing | Input brief explanation here | l/h/d | 1 | bar: 2020-21
| 30.4FP | Unmeasured dish washing | Input brief explanation here | l/h/d | 1 | bar: 2020-21
| 30.5FP | Unmeasured miscellaneous internal use | Input brief explanation here | l/h/d | 1 | bar: 2020-21
| 30.6FP | Unmeasured external use | Input brief explanation here | l/h/d | 1 | bar: 2020-21
| 31FP | Average Household - PCC | ((25FP+26FP)*1,000,000))/(51FP+52FP*1,000) | l/h/d | 1 | #DIV/0! | #DIV/0! | #DIV/0! | 2.1387 | #DIV/0! | #DIV/0! | #DIV/0! | #DIV/0! | #DIV/0! | #DIV/0! | #DIV/0! | #DIV/0! | #DIV/0! | #DIV/0! | #DIV/0! | #DIV/0! | #DIV/0! | #DIV/0! | #DIV/0! | #DIV/0! | #DIV/0! | #DIV/0! | #DIV/0! | #DIV/0! | #DIV/0! | #DIV/0! | #DIV/0! | #DIV/0! | #DIV/0!
| 32FP | Water Taken Unbilled | Calculated BL+Preferred options | Ml/d | 1 | 0.033 | 0.033 | 0.0165 | 0.0165 | 0.0165 | 0 | 0 | 0 | 0 | 0 | 0 | 0 | 0 | 0 | 0 | 0 | 0 | 0 | 0 | 0 | 0 | 0 | 0 | 0 | 0 | 0 | 0 | 0 | 0
| 33FP | Distribution System Operational Use | Calculated BL+Preferred options | Ml/d | 1 | 0 | 0 | 0 | 0 | 0 | 0 | 0 | 0 | 0 | 0 | 0 | 0 | 0 | 0 | 0 | 0 | 0 | 0 | 0 | 0 | 0 | 0 | 0 | 0 | 0 | 0 | 0 | 0 | 0
Leakage | 34FP | Measured Non Household - USPL | Calculated BL+Preferred options | Ml/d | 2 | 0 | 0 | 0 | 0 | 0 | 0 | 0 | 0 | 0 | 0 | 0 | 0 | 0 | 0 | 0 | 0 | 0 | 0 | 0 | 0 | 0 | 0 | 0 | 0 | 0 | 0 | 0 | 0 | 0
| 35FP | Unmeasured Non Household - USPL | Calculated BL+Preferred options | Ml/d | 2 | 0 | 0 | 0 | 0 | 0 | 0 | 0 | 0 | 0 | 0 | 0 | 0 | 0 | 0 | 0 | 0 | 0 | 0 | 0 | 0 | 0 | 0 | 0 | 0 | 0 | 0 | 0 | 0 | 0
| 36FP | Measured Household - USPL | Calculated BL+Preferred options | Ml/d | 2 | 0 | 0 | 0 | 0 | 0 | 0 | 0 | 0 | 0 | 0 | 0 | 0 | 0 | 0 | 0 | 0 | 0 | 0 | 0 | 0 | 0 | 0 | 0 | 0 | 0 | 0 | 0 | 0 | 0
| 37FP | Unmeasured Household - USPL | Calculated BL+Preferred options | Ml/d | 2 | 0 | 0 | 0 | 0 | 0 | 0 | 0 | 0 | 0 | 0 | 0 | 0 | 0 | 0 | 0 | 0 | 0 | 0 | 0 | 0 | 0 | 0 | 0 | 0 | 0 | 0 | 0 | 0 | 0
| 38FP | Void Properties - USPL | Calculated BL+Preferred options | Ml/d | 2 | 0 | 0 | 0 | 0 | 0 | 0 | 0 | 0 | 0 | 0 | 0 | 0 | 0 | 0 | 0 | 0 | 0 | 0 | 0 | 0 | 0 | 0 | 0 | 0 | 0 | 0 | 0 | 0 | 0
| 39FP | Distribution Losses | Calculated BL+Preferred options | Ml/d | 2 | 0.01 | 0.01 | 0.01 | 0.010759 | 0.01132 | 0.010632 | 0.010632 | 0.010632 | 0.010632 | 0.010632 | 0.010632 | 0.010632 | 0.010632 | 0.010632 | 0.010632 | 0.010632 | 0.010632 | 0.010632 | 0.010632 | 0.010632 | 0.010632 | 0.010632 | 0.010632 | 0.010632 | 0.010632 | 0.010632 | 0.010632 | 0.010632 | 0.010632
| 40FP | Total Leakage | Sum(34FP:39FP) | Ml/d | 2 | 0.01 | 0.01 | 0.01 | 0.010759 | 0.01132 | 0.010632 | 0.010632 | 0.010632 | 0.010632 | 0.010632 | 0.010632 | 0.010632 | 0.010632 | 0.010632 | 0.010632 | 0.010632 | 0.010632 | 0.010632 | 0.010632 | 0.010632 | 0.010632 | 0.010632 | 0.010632 | 0.010632 | 0.010632 | 0.010632 | 0.010632 | 0.010632 | 0.010632
| 41FP | Total Leakage | (40FP*1,000,000)/(48FP*1,000) | l/prop/d | 2 | 26.5957 | 26.5957 | 26.5957 | 1.2845 | 1.3514 | 1.6675 | 1.6675 | 1.6675 | 1.6675 | 1.6675 | 1.6675 | 1.6675 | 1.6675 | 1.6675 | 1.6675 | 1.6675 | 1.6675 | 1.6675 | 1.6675 | 1.6675 | 1.6675 | 1.6675 | 1.6675 | 1.6675 | 1.6675 | 1.6675 | 1.6675 | 1.6675 | 1.6675
Customer: Properties | 42FP | Measured Non Household - Properties | Input (total, excluding voids) | 000's | 2 | bar: 2020-21
| 43FP | Unmeasured Non Household - Properties | Input (total, excluding voids) | 000's | 2 | bar: 2020-21
| 44FP | All void non-households - properties | Input (voids in each year) | 000's | 2
| 45FP | Measured Household - Properties (excl voids) | Pre-plan year = input. Forecast years = Previous year 45FP + sum(45.1FP:45.6FP) | 000's | 2 | 0.376 | 0.376 | 0.376 | 5.376 | 6.376 | 6.376 | 6.376 | 6.376 | 6.376 | 6.376 | 6.376 | 6.376 | 6.376 | 6.376 | 6.376 | 6.376 | 6.376 | 6.376 | 6.376 | 6.376 | 6.376 | 6.376 | 6.376 | 6.376 | 6.376 | 6.376 | 6.376 | 6.376 | 6.376
| 45.1FP | New properties | Input (new builds in each year) | 000's | 2 |  |  |  | 1
| 45.2FP | Meter optants - properties | Input (meter optants in each year) | 000's | 2 |  |  |  | 1
| 45.3FP | Compulsory metering - properties | Input (compulsory meters in each year) | 000's | 2 | bar: 2020-21
| 45.4FP | Metering on change of occupancy - properties | Input (change of occupancy meters in each year) | 000's | 2 |  |  |  | 1
| 45.5FP | Selective metering properties | Input (selective meters in each year) | 000's | 2 |  |  |  | 1
| 45.6FP | Other changes to existing metering - properties | Input (other changes to meters in each year) | 000's | 2 |  |  |  | 1
| 45.7FP | Measured void households - properties | Input (voids in each year) | 000's | 2 |  |  |  | 1
| 46FP | Unmeasured households - properties (excl void) | Input (total) | 000's | 2 |  |  |  | 1
| 47FP | Unmeasured void households - properties | Input (voids in each year) | 000's | 2 |  |  |  | 1
| 48FP | Total Resource Zone Properties (incl voids) | SUM(42FP:45FP)+45.7FP+46FP+47FP | 000's | 2 | 0.376 | 0.376 | 0.376 | 8.376 | 8.376 | 6.376 | 6.376 | 6.376 | 6.376 | 6.376 | 6.376 | 6.376 | 6.376 | 6.376 | 6.376 | 6.376 | 6.376 | 6.376 | 6.376 | 6.376 | 6.376 | 6.376 | 6.376 | 6.376 | 6.376 | 6.376 | 6.376 | 6.376 | 6.376
Customer: Population | 49FP | Measured Non Household - Population | Input (total) | 000's | 2
| 50FP | Unmeasured Non Household - Population | Input (total) | 000's | 2
| 51FP | Measured Household - Population | Input (total) | 000's | 2 |  |  |  | 100
| 52FP | Unmeasured Household - Population | Input (total) | 000's | 2
| 53FP | Total Resource Zone Population | 49FP+Sum(50FP:52FP) | 000's | 2 | 0 | 0 | 0 | 100 | 0 | 0 | 0 | 0 | 0 | 0 | 0 | 0 | 0 | 0 | 0 | 0 | 0 | 0 | 0 | 0 | 0 | 0 | 0 | 0 | 0 | 0 | 0 | 0 | 0
Occupancy | 54FP | Measured Household - Occupancy Rate (average) (excl voids) | 51FP/45FP | h/prop | 1 | 0 | 0 | 0 | 18.6012 | 0 | 0 | 0 | 0 | 0 | 0 | 0 | 0 | 0 | 0 | 0 | 0 | 0 | 0 | 0 | 0 | 0 | 0 | 0 | 0 | 0 | 0 | 0 | 0 | 0
| 55FP | Unmeasured Household - Occupancy Rate | 52BL/46BL | h/prop | 1 | #DIV/0! | #DIV/0! | #DIV/0! | 0 | #DIV/0! | #DIV/0! | #DIV/0! | #DIV/0! | #DIV/0! | #DIV/0! | #DIV/0! | #DIV/0! | #DIV/0! | #DIV/0! | #DIV/0! | #DIV/0! | #DIV/0! | #DIV/0! | #DIV/0! | #DIV/0! | #DIV/0! | #DIV/0! | #DIV/0! | #DIV/0! | #DIV/0! | #DIV/0! | #DIV/0! | #DIV/0! | #DIV/0!
Metering | 56FP | Total Household Metering penetration (excl. voids) | 45FP/45FP+46FP | % | 0 | 100% | 100% | 100% | 84.32% | 100% | 100% | 100% | 100% | 100% | 100% | 100% | 100% | 100% | 100% | 100% | 100% | 100% | 100% | 100% | 100% | 100% | 100% | 100% | 100% | 100% | 100% | 100% | 100% | 100%
| 57FP | Total Household Metering penetration (incl. voids) | 45FP/(45FP+45.7FP+46FP+47FP) | % | 0 | 100% | 100% | 100% | 64.18% | 100% | 100% | 100% | 100% | 100% | 100% | 100% | 100% | 100% | 100% | 100% | 100% | 100% | 100% | 100% | 100% | 100% | 100% | 100% | 100% | 100% | 100% | 100% | 100% | 100%
|  | Company: | Albion Water
|  | Resource Zone Name: | Upper Rissington
|  | Resource Zone Number: | 1
|  | Planning Scenario Name: | Dry Year Annual Average
|  | Chosen Level of Service: | See WRMP document

## 9. FP SDB
Table 9: Final planning water supply
| Row Ref | Component | Derivation | Unit | Decimal places | 2017/18 | For info 2017-18 | For info 2018-19 | For info 2019-20 | 2020-21 | 2021-22 | 2022-23 | 2023-24 | 2024-25 | 2025-26 | 2026-27 | 2027-28 | 2028-29 | 2029-2030 | 2030-2031 | 2031-2032 | 2032-33 | 2033-34 | 2034-35 | 2035-36 | 2036-37 | 2037-38 | 2038-39 | 2039-40 | 2040-41 | 2040-42 | 2040-43 | 2040-44 | 2040-45
SDB | 11FP | Distribution Input | 19FP+20FP+21FP+22FP+32FP+33FP+38FP+39FP | Ml/d | 2 | 0.26934 | 0.27139 | 0.26821 | 0.24432 | 0.24488 | 0.22769 | 0.22769 | 0.22769 | 0.22769 | 0.22769 | 0.22769 | 0.22769 | 0.22769 | 0.22769 | 0.22769 | 0.22769 | 0.22769 | 0.22769 | 0.22769 | 0.22769 | 0.22769 | 0.22769 | 0.22769 | 0.22769 | 0.22769 | 0.22769 | 0.22769 | 0.22769 | 0.22769
| 12FP | Water Available For Use (own sources) | 7FP-(4FP+9FP+10FP) | Ml/d | 2 | 0 |  |  |  | 0 | 0 | 0 | 0 | 0 | 0 | 0 | 0 | 0 | 0 | 0 | 0 | 0 | 0 | 0 | 0 | 0 | 0 | 0 | 0 | 0 | 0 | 0 | 0 | 0
| 13FP | Total Water Available For Use | 12FP+(2FP+3FP)-(5FP+6FP) | Ml/d | 2 | 0.307 |  |  |  | 0.307 | 0.307 | 0.307 | 0.307 | 0.307 | 0.307 | 0.307 | 0.307 | 0.307 | 0.307 | 0.307 | 0.307 | 0.307 | 0.307 | 0.307 | 0.307 | 0.307 | 0.307 | 0.307 | 0.307 | 0.307 | 0.307 | 0.307 | 0.307 | 0.307
| 14FP | Target headroom (climate change component) | Input | Ml/d | 2
| 15FP | Target headroom (All other components) | Input | Ml/d | 2
| 16FP | Target Headroom | 14FP+15FP | Ml/d | 2 | 0 |  |  |  | 0 | 0 | 0 | 0 | 0 | 0 | 0 | 0 | 0 | 0 | 0 | 0 | 0 | 0 | 0 | 0 | 0 | 0 | 0 | 0 | 0 | 0 | 0 | 0 | 0
| 17FP | Available Headroom | 13FP-11FP | Ml/d | 2 | 0.037657 |  |  |  | 0.06212 | 0.079307 | 0.079307 | 0.079307 | 0.079307 | 0.079307 | 0.079307 | 0.079307 | 0.079307 | 0.079307 | 0.079307 | 0.079307 | 0.079307 | 0.079307 | 0.079307 | 0.079307 | 0.079307 | 0.079307 | 0.079307 | 0.079307 | 0.079307 | 0.079307 | 0.079307 | 0.079307 | 0.079307
| 18FP | Supply Demand Balance | 17FP-16FP | Ml/d | 2 | 0.037657 |  |  |  | 0.06212 | 0.079307 | 0.079307 | 0.079307 | 0.079307 | 0.079307 | 0.079307 | 0.079307 | 0.079307 | 0.079307 | 0.079307 | 0.079307 | 0.079307 | 0.079307 | 0.079307 | 0.079307 | 0.079307 | 0.079307 | 0.079307 | 0.079307 | 0.079307 | 0.079307 | 0.079307 | 0.079307 | 0.079307
|  | Company: | Albion Water
|  | Resource Zone Name: | Upper Rissington
|  | Resource Zone Number: | 1
|  | Planning Scenario Name: | Dry Year Annual Average
|  | Chosen Level of Service: | See WRMP document

## 10. Drought plan links
Table 10: Drought plan links and Deployable Output Overview
10.1 Planning scenarios |  |  |  |  | 10.2 Water resources management plan | [7 empty] | 10.3 Drought plan | [5 empty] | 10.4 Demand
Drought Scenarios | Drought Description | Drought Severity | Plan in which scenario is used (highlights overlaps) |  | WRMP DO of Sources (not including drought measures) | WRMP Additional Yield from Drought Supply Measures (eg drought permits or orders) |  |  | WRMP Impact on DO of drought plan Demand Restrictions (eg TUBs) |  |  | WRMP DO Levels of Service | Drought Plan Additional Yield from Further Supply Measures (eg drought permits or orders) |  |  | Drought Plan Impact on DO of Further Demand Restrictions (eg TUBs) |  |  | Unrestricted Demand | Restricted Demand
|  |  | WRMP | Drought Plan | DO (Ml/d) | Description | Marginal Benefit (Ml/d) | DO (Ml/d) | Description | Marginal Benefit (Ml/d) | DO (Ml/d) | DO (Ml/d) | Description | Marginal Benefit (Ml/d) | DO (Ml/d) | Description | Marginal Benefit (Ml/d) | DO (Ml/d) | Ml/d | Ml/d
Historic Droughts | 1976 | 1.6% chance in any given year | Y | n | 0 | (1) | 0 |  | (2) | 0 |  |  |  | 0 |  | (1) | 0
| 1921 | 1% chance in any given year | Y | Y | 0 | (1) | 0 |  | (2) | 0 |  |  |  | 0 |  | (1) | 0
Additional Drought Scenarios | 200 | Severe Drought | n | Y | 0 | (1) | 0 |  | (2) | 0 |  |  | (3) | 0 |  | (1) | 0
| 1000 | Extreme Drought | n | n | 0 | (1) | 0 |  | (2) | 0 |  |  | (3) | 0 |  | (1) | 0
Reported DO for WRMP tables highlighted in yellow
10.5 Summary report
WRMP DO Overview | [8 empty] | Drought Plan Overview
Not applicable | [8 empty] | Demand management measures implemented by the incumbent and matched by Albion Water will result in the a reduction in the volume of water imported via the bulk supply.
Additional Drought Scenarios | [8 empty] | Drought Supply Measures and Demand Restrictions Further Details
Not applicable | [8 empty] | In a 1 in 200 drought, or worse, Albion Water expects to restict the use of non-potable water for garden watering. This has no impact on deployable output.
Impact on Supply Demand
Not applicable
Demands
Not applicable